## Charts
Weight Sensitivities
WY Combinations
Row Labels | Average of Error
2010,2011 | -10.07%
2010,2012 | -8.801%
2010,2013 | -9.02%
2010,2014 | -8.166%
2010,2015 | -9.604%
2010,2016 | -8.084%
2010,2017 | -7.999%
2010,2018 | -8.889%
2010,2019 | -9.197%
2011,2010 | -10.05%
2011,2012 | -9.773%
2011,2013 | -7.427%
2011,2014 | -8.89%
2011,2015 | -8.18%
2011,2016 | -6.504%
2011,2017 | -2.031%
2011,2018 | -8.077%
2011,2019 | -11.11%
2012,2010 | -8.796%
2012,2011 | -9.772%
2012,2013 | -12.36%
2012,2014 | -8.276%
2012,2015 | -8.606%
2012,2016 | -4.756%
2012,2017 | -10.24%
2012,2018 | -8.76%
2012,2019 | -13.31%
2013,2010 | -9.019%
2013,2011 | -7.417%
2013,2012 | -12.35%
2013,2014 | -9.358%
2013,2015 | -13.08%
2013,2016 | -6.081%
2013,2017 | -12.55%
2013,2018 | -10.16%
2013,2019 | -10.88%
2014,2010 | -8.229%
2014,2011 | -8.885%
2014,2012 | -8.287%
2014,2013 | -9.427%
2014,2015 | -0.236%
2014,2016 | -7.685%
2014,2017 | -4.596%
2014,2018 | -0.9135%
2014,2019 | -0.8632%
2015,2010 | -9.541%
2015,2011 | -8.121%
2015,2012 | -8.597%
2015,2013 | -13.05%
2015,2014 | -0.2295%
2015,2016 | -6.754%
2015,2017 | -7.365%
2015,2018 | -9.059%
2015,2019 | -16.51%
2016,2010 | -8.064%
2016,2011 | -6.634%
2016,2012 | -4.774%
2016,2013 | -6.096%
2016,2014 | -7.7%
2016,2015 | -6.776%
2016,2017 | -2.399%
2016,2018 | -5.551%
2016,2019 | -6.253%
2017,2010 | -7.989%
2017,2011 | -2.011%
2017,2012 | -10.13%
2017,2013 | -12.52%
2017,2014 | -4.597%
2017,2015 | -7.364%
2017,2016 | -2.387%
2017,2018 | -0.8548%
2017,2019 | -8.233%
2018,2010 | -8.892%
2018,2011 | -8.093%
2018,2012 | -8.74%
2018,2013 | -11.5%
2018,2014 | -0.9091%
2018,2015 | -9.061%
2018,2016 | -5.551%
2018,2017 | -0.8583%
2018,2019 | -9.161%
2019,2010 | -9.208%
2019,2011 | -11.03%
2019,2012 | -13.3%
2019,2013 | -10.88%
2019,2014 | -0.8644%
2019,2015 | -16.53%
2019,2016 | -6.25%
2019,2017 | -8.457%
2019,2018 | -9.256%
Grand Total | -7.943%

## Weight Sensitivities Chart (hidden)
Row Labels | Sum of Flow Cap (MW)
1:1 | 128858.0616
battery | 4704.6166
electrolyser | 7149.55
h2_elec_conversion | 14896.554
h2_salt_cavern | 26600.9893
offshore_wind | 28634.5735
solar | 46871.7781
1:3 | 128862.1511
battery | 4704.8758
electrolyser | 7151.1343
h2_elec_conversion | 14896.5175
h2_salt_cavern | 26600.9241
offshore_wind | 28629.4706
solar | 46879.2289
1:5 | 128863.5869
battery | 4704.8749
electrolyser | 7150.9579
h2_elec_conversion | 14896.5157
h2_salt_cavern | 26600.9209
offshore_wind | 28631.2762
solar | 46879.0413
1:7 | 128861.4911
battery | 4704.6678
electrolyser | 7150.0867
h2_elec_conversion | 14896.544
h2_salt_cavern | 26600.9715
offshore_wind | 28636.2133
solar | 46873.0078
1:9 | 128861.6073
battery | 4704.6696
electrolyser | 7150.1049
h2_elec_conversion | 14896.5437
h2_salt_cavern | 26600.9708
offshore_wind | 28636.2689
solar | 46873.0495
3:1 | 128871.9287
battery | 4705.0811
electrolyser | 7152.5154
h2_elec_conversion | 14896.4811
h2_salt_cavern | 26600.8591
offshore_wind | 28632.5087
solar | 46884.4834
5:1 | 128873.8349
battery | 4705.1158
electrolyser | 7152.8328
h2_elec_conversion | 14896.4747
h2_salt_cavern | 26600.8478
offshore_wind | 28633.2113
solar | 46885.3526
7:1 | 128875.0297
battery | 4705.161
electrolyser | 7153.1044
h2_elec_conversion | 14896.4678
h2_salt_cavern | 26600.8354
offshore_wind | 28632.8574
solar | 46886.6038
9:1 | 128879.5536
battery | 4705.4367
electrolyser | 7154.4554
h2_elec_conversion | 14896.4283
h2_salt_cavern | 26600.7649
offshore_wind | 28627.9887
solar | 46894.4795
Grand Total | 1159807.2448

## Weight Sensitivities
techs | carriers | Flow Cap (MW) | WY1 | WY2 | Weight1 | Weight2 | Year Coupling | Weight Ratio
battery | power | 4704.6166 | 2016 | 2017 | 1 | 1 | 2016,2017 | 1:1
electrolyser | hydrogen | 7149.55 | 2016 | 2017 | 1 | 1 | 2016,2017 | 1:1
h2_elec_conversion | power | 14896.554 | 2016 | 2017 | 1 | 1 | 2016,2017 | 1:1
h2_salt_cavern | hydrogen | 26600.9893 | 2016 | 2017 | 1 | 1 | 2016,2017 | 1:1
nuclear | power | 1650 | 2016 | 2017 | 1 | 1 | 2016,2017 | 1:1
offshore_wind | power | 28634.5735 | 2016 | 2017 | 1 | 1 | 2016,2017 | 1:1
onshore_wind | power | 16000 | 2016 | 2017 | 1 | 1 | 2016,2017 | 1:1
solar | power | 46871.7781 | 2016 | 2017 | 1 | 1 | 2016,2017 | 1:1
battery | power | 4704.8758 | 2016 | 2017 | 1 | 3 | 2016,2017 | 1:3
electrolyser | hydrogen | 7151.1343 | 2016 | 2017 | 1 | 3 | 2016,2017 | 1:3
h2_elec_conversion | power | 14896.5175 | 2016 | 2017 | 1 | 3 | 2016,2017 | 1:3
h2_salt_cavern | hydrogen | 26600.9241 | 2016 | 2017 | 1 | 3 | 2016,2017 | 1:3
nuclear | power | 1650 | 2016 | 2017 | 1 | 3 | 2016,2017 | 1:3
offshore_wind | power | 28629.4706 | 2016 | 2017 | 1 | 3 | 2016,2017 | 1:3
onshore_wind | power | 16000 | 2016 | 2017 | 1 | 3 | 2016,2017 | 1:3
solar | power | 46879.2289 | 2016 | 2017 | 1 | 3 | 2016,2017 | 1:3
battery | power | 4704.8749 | 2016 | 2017 | 1 | 5 | 2016,2017 | 1:5
electrolyser | hydrogen | 7150.9579 | 2016 | 2017 | 1 | 5 | 2016,2017 | 1:5
h2_elec_conversion | power | 14896.5157 | 2016 | 2017 | 1 | 5 | 2016,2017 | 1:5
h2_salt_cavern | hydrogen | 26600.9209 | 2016 | 2017 | 1 | 5 | 2016,2017 | 1:5
nuclear | power | 1650 | 2016 | 2017 | 1 | 5 | 2016,2017 | 1:5
offshore_wind | power | 28631.2762 | 2016 | 2017 | 1 | 5 | 2016,2017 | 1:5
onshore_wind | power | 16000 | 2016 | 2017 | 1 | 5 | 2016,2017 | 1:5
solar | power | 46879.0413 | 2016 | 2017 | 1 | 5 | 2016,2017 | 1:5
battery | power | 4704.6678 | 2016 | 2017 | 1 | 7 | 2016,2017 | 1:7
electrolyser | hydrogen | 7150.0867 | 2016 | 2017 | 1 | 7 | 2016,2017 | 1:7
h2_elec_conversion | power | 14896.544 | 2016 | 2017 | 1 | 7 | 2016,2017 | 1:7
h2_salt_cavern | hydrogen | 26600.9715 | 2016 | 2017 | 1 | 7 | 2016,2017 | 1:7
nuclear | power | 1650 | 2016 | 2017 | 1 | 7 | 2016,2017 | 1:7
offshore_wind | power | 28636.2133 | 2016 | 2017 | 1 | 7 | 2016,2017 | 1:7
onshore_wind | power | 16000 | 2016 | 2017 | 1 | 7 | 2016,2017 | 1:7
solar | power | 46873.0078 | 2016 | 2017 | 1 | 7 | 2016,2017 | 1:7
battery | power | 4704.6696 | 2016 | 2017 | 1 | 9 | 2016,2017 | 1:9
electrolyser | hydrogen | 7150.1049 | 2016 | 2017 | 1 | 9 | 2016,2017 | 1:9
h2_elec_conversion | power | 14896.5437 | 2016 | 2017 | 1 | 9 | 2016,2017 | 1:9
h2_salt_cavern | hydrogen | 26600.9708 | 2016 | 2017 | 1 | 9 | 2016,2017 | 1:9
nuclear | power | 1650 | 2016 | 2017 | 1 | 9 | 2016,2017 | 1:9
offshore_wind | power | 28636.2689 | 2016 | 2017 | 1 | 9 | 2016,2017 | 1:9
onshore_wind | power | 16000 | 2016 | 2017 | 1 | 9 | 2016,2017 | 1:9
solar | power | 46873.0495 | 2016 | 2017 | 1 | 9 | 2016,2017 | 1:9
battery | power | 4705.0811 | 2016 | 2017 | 3 | 1 | 2016,2017 | 3:1
electrolyser | hydrogen | 7152.5154 | 2016 | 2017 | 3 | 1 | 2016,2017 | 3:1
h2_elec_conversion | power | 14896.4811 | 2016 | 2017 | 3 | 1 | 2016,2017 | 3:1
h2_salt_cavern | hydrogen | 26600.8591 | 2016 | 2017 | 3 | 1 | 2016,2017 | 3:1
nuclear | power | 1650 | 2016 | 2017 | 3 | 1 | 2016,2017 | 3:1
offshore_wind | power | 28632.5087 | 2016 | 2017 | 3 | 1 | 2016,2017 | 3:1
onshore_wind | power | 16000 | 2016 | 2017 | 3 | 1 | 2016,2017 | 3:1
solar | power | 46884.4834 | 2016 | 2017 | 3 | 1 | 2016,2017 | 3:1
battery | power | 4705.1158 | 2016 | 2017 | 5 | 1 | 2016,2017 | 5:1
electrolyser | hydrogen | 7152.8328 | 2016 | 2017 | 5 | 1 | 2016,2017 | 5:1
h2_elec_conversion | power | 14896.4747 | 2016 | 2017 | 5 | 1 | 2016,2017 | 5:1
h2_salt_cavern | hydrogen | 26600.8478 | 2016 | 2017 | 5 | 1 | 2016,2017 | 5:1
nuclear | power | 1650 | 2016 | 2017 | 5 | 1 | 2016,2017 | 5:1
offshore_wind | power | 28633.2113 | 2016 | 2017 | 5 | 1 | 2016,2017 | 5:1
onshore_wind | power | 16000 | 2016 | 2017 | 5 | 1 | 2016,2017 | 5:1
solar | power | 46885.3526 | 2016 | 2017 | 5 | 1 | 2016,2017 | 5:1
battery | power | 4705.161 | 2016 | 2017 | 7 | 1 | 2016,2017 | 7:1
electrolyser | hydrogen | 7153.1044 | 2016 | 2017 | 7 | 1 | 2016,2017 | 7:1
h2_elec_conversion | power | 14896.4678 | 2016 | 2017 | 7 | 1 | 2016,2017 | 7:1
h2_salt_cavern | hydrogen | 26600.8354 | 2016 | 2017 | 7 | 1 | 2016,2017 | 7:1
nuclear | power | 1650 | 2016 | 2017 | 7 | 1 | 2016,2017 | 7:1
offshore_wind | power | 28632.8574 | 2016 | 2017 | 7 | 1 | 2016,2017 | 7:1
onshore_wind | power | 16000 | 2016 | 2017 | 7 | 1 | 2016,2017 | 7:1
solar | power | 46886.6038 | 2016 | 2017 | 7 | 1 | 2016,2017 | 7:1
battery | power | 4705.4367 | 2016 | 2017 | 9 | 1 | 2016,2017 | 9:1
electrolyser | hydrogen | 7154.4554 | 2016 | 2017 | 9 | 1 | 2016,2017 | 9:1
h2_elec_conversion | power | 14896.4283 | 2016 | 2017 | 9 | 1 | 2016,2017 | 9:1
h2_salt_cavern | hydrogen | 26600.7649 | 2016 | 2017 | 9 | 1 | 2016,2017 | 9:1
nuclear | power | 1650 | 2016 | 2017 | 9 | 1 | 2016,2017 | 9:1
offshore_wind | power | 28627.9887 | 2016 | 2017 | 9 | 1 | 2016,2017 | 9:1
onshore_wind | power | 16000 | 2016 | 2017 | 9 | 1 | 2016,2017 | 9:1
solar | power | 46894.4795 | 2016 | 2017 | 9 | 1 | 2016,2017 | 9:1

## WY Combinations
techs | carriers | Flow Cap (MW) | WY1 | WY2 | Weight1 | Weight2 | Year Coupling | Weight Ratio | Error
battery | power | 2336.6079 | 2010 | 2011 | 1 | 9 | 2010,2011 | 1:9 | -35.89%
electrolyser | hydrogen | 7482.1738 | 2010 | 2011 | 1 | 9 | 2010,2011 | 1:9 | 6.521%
h2_elec_conversion | power | 15799.0968 | 2010 | 2011 | 1 | 9 | 2010,2011 | 1:9 | -43.49%
h2_salt_cavern | hydrogen | 28212.6728 | 2010 | 2011 | 1 | 9 | 2010,2011 | 1:9 | 0.9047%
nuclear | power | 1650 | 2010 | 2011 | 1 | 9 | 2010,2011 | 1:9 | 0%
offshore_wind | power | 29032.0664 | 2010 | 2011 | 1 | 9 | 2010,2011 | 1:9 | 9.325%
onshore_wind | power | 16000 | 2010 | 2011 | 1 | 9 | 2010,2011 | 1:9 | 0%
solar | power | 41063.3735 | 2010 | 2011 | 1 | 9 | 2010,2011 | 1:9 | -17.93%
battery | power | 2350.9836 | 2010 | 2012 | 1 | 9 | 2010,2012 | 1:9 | -35.49%
electrolyser | hydrogen | 7998.1498 | 2010 | 2012 | 1 | 9 | 2010,2012 | 1:9 | 13.87%
h2_elec_conversion | power | 15796.8 | 2010 | 2012 | 1 | 9 | 2010,2012 | 1:9 | -43.5%
h2_salt_cavern | hydrogen | 28208.5714 | 2010 | 2012 | 1 | 9 | 2010,2012 | 1:9 | 0.8901%
nuclear | power | 1650 | 2010 | 2012 | 1 | 9 | 2010,2012 | 1:9 | 0%
offshore_wind | power | 28486.3084 | 2010 | 2012 | 1 | 9 | 2010,2012 | 1:9 | 7.27%
onshore_wind | power | 16000 | 2010 | 2012 | 1 | 9 | 2010,2012 | 1:9 | 0%
solar | power | 43313.2087 | 2010 | 2012 | 1 | 9 | 2010,2012 | 1:9 | -13.44%
battery | power | 2336.4947 | 2010 | 2013 | 1 | 9 | 2010,2013 | 1:9 | -35.89%
electrolyser | hydrogen | 7794.0636 | 2010 | 2013 | 1 | 9 | 2010,2013 | 1:9 | 10.96%
h2_elec_conversion | power | 15799.1334 | 2010 | 2013 | 1 | 9 | 2010,2013 | 1:9 | -43.49%
h2_salt_cavern | hydrogen | 28212.7382 | 2010 | 2013 | 1 | 9 | 2010,2013 | 1:9 | 0.905%
nuclear | power | 1650 | 2010 | 2013 | 1 | 9 | 2010,2013 | 1:9 | 0%
offshore_wind | power | 28666.2864 | 2010 | 2013 | 1 | 9 | 2010,2013 | 1:9 | 7.947%
onshore_wind | power | 16000 | 2010 | 2013 | 1 | 9 | 2010,2013 | 1:9 | 0%
solar | power | 43738.0341 | 2010 | 2013 | 1 | 9 | 2010,2013 | 1:9 | -12.59%
battery | power | 2351.3366 | 2010 | 2014 | 1 | 9 | 2010,2014 | 1:9 | -35.49%
electrolyser | hydrogen | 8221.2878 | 2010 | 2014 | 1 | 9 | 2010,2014 | 1:9 | 17.04%
h2_elec_conversion | power | 15796.8 | 2010 | 2014 | 1 | 9 | 2010,2014 | 1:9 | -43.5%
h2_salt_cavern | hydrogen | 28208.5714 | 2010 | 2014 | 1 | 9 | 2010,2014 | 1:9 | 0.8901%
nuclear | power | 1650 | 2010 | 2014 | 1 | 9 | 2010,2014 | 1:9 | 0%
offshore_wind | power | 27345.0681 | 2010 | 2014 | 1 | 9 | 2010,2014 | 1:9 | 2.972%
onshore_wind | power | 16000 | 2010 | 2014 | 1 | 9 | 2010,2014 | 1:9 | 0%
solar | power | 46409.6051 | 2010 | 2014 | 1 | 9 | 2010,2014 | 1:9 | -7.248%
battery | power | 2336.0318 | 2010 | 2015 | 1 | 9 | 2010,2015 | 1:9 | -35.9%
electrolyser | hydrogen | 7898.7148 | 2010 | 2015 | 1 | 9 | 2010,2015 | 1:9 | 12.45%
h2_elec_conversion | power | 15799.283 | 2010 | 2015 | 1 | 9 | 2010,2015 | 1:9 | -43.49%
h2_salt_cavern | hydrogen | 28213.0054 | 2010 | 2015 | 1 | 9 | 2010,2015 | 1:9 | 0.9059%
nuclear | power | 1650 | 2010 | 2015 | 1 | 9 | 2010,2015 | 1:9 | 0%
offshore_wind | power | 27169.5382 | 2010 | 2015 | 1 | 9 | 2010,2015 | 1:9 | 2.311%
onshore_wind | power | 16000 | 2010 | 2015 | 1 | 9 | 2010,2015 | 1:9 | 0%
solar | power | 43478.4323 | 2010 | 2015 | 1 | 9 | 2010,2015 | 1:9 | -13.11%
battery | power | 2350.1792 | 2010 | 2016 | 1 | 9 | 2010,2016 | 1:9 | -35.52%
electrolyser | hydrogen | 7507.2331 | 2010 | 2016 | 1 | 9 | 2010,2016 | 1:9 | 6.878%
h2_elec_conversion | power | 15796.8 | 2010 | 2016 | 1 | 9 | 2010,2016 | 1:9 | -43.5%
h2_salt_cavern | hydrogen | 28208.5714 | 2010 | 2016 | 1 | 9 | 2010,2016 | 1:9 | 0.8901%
nuclear | power | 1650 | 2010 | 2016 | 1 | 9 | 2010,2016 | 1:9 | 0%
offshore_wind | power | 31087.2745 | 2010 | 2016 | 1 | 9 | 2010,2016 | 1:9 | 17.06%
onshore_wind | power | 16000 | 2010 | 2016 | 1 | 9 | 2010,2016 | 1:9 | 0%
solar | power | 44788.9956 | 2010 | 2016 | 1 | 9 | 2010,2016 | 1:9 | -10.49%
battery | power | 2350.9093 | 2010 | 2017 | 1 | 9 | 2010,2017 | 1:9 | -35.5%
electrolyser | hydrogen | 8045.5804 | 2010 | 2017 | 1 | 9 | 2010,2017 | 1:9 | 14.54%
h2_elec_conversion | power | 15796.8 | 2010 | 2017 | 1 | 9 | 2010,2017 | 1:9 | -43.5%
h2_salt_cavern | hydrogen | 28208.5714 | 2010 | 2017 | 1 | 9 | 2010,2017 | 1:9 | 0.8901%
nuclear | power | 1650 | 2010 | 2017 | 1 | 9 | 2010,2017 | 1:9 | 0%
offshore_wind | power | 28726.7196 | 2010 | 2017 | 1 | 9 | 2010,2017 | 1:9 | 8.175%
onshore_wind | power | 16000 | 2010 | 2017 | 1 | 9 | 2010,2017 | 1:9 | 0%
solar | power | 45733.5096 | 2010 | 2017 | 1 | 9 | 2010,2017 | 1:9 | -8.599%
battery | power | 2351.3981 | 2010 | 2018 | 1 | 9 | 2010,2018 | 1:9 | -35.48%
electrolyser | hydrogen | 8062.4476 | 2010 | 2018 | 1 | 9 | 2010,2018 | 1:9 | 14.78%
h2_elec_conversion | power | 15796.8 | 2010 | 2018 | 1 | 9 | 2010,2018 | 1:9 | -43.5%
h2_salt_cavern | hydrogen | 28208.5714 | 2010 | 2018 | 1 | 9 | 2010,2018 | 1:9 | 0.8901%
nuclear | power | 1650 | 2010 | 2018 | 1 | 9 | 2010,2018 | 1:9 | 0%
offshore_wind | power | 27146.1377 | 2010 | 2018 | 1 | 9 | 2010,2018 | 1:9 | 2.223%
onshore_wind | power | 16000 | 2010 | 2018 | 1 | 9 | 2010,2018 | 1:9 | 0%
solar | power | 45021.4625 | 2010 | 2018 | 1 | 9 | 2010,2018 | 1:9 | -10.02%
battery | power | 2350.8403 | 2010 | 2019 | 1 | 9 | 2010,2019 | 1:9 | -35.5%
electrolyser | hydrogen | 7986.8956 | 2010 | 2019 | 1 | 9 | 2010,2019 | 1:9 | 13.71%
h2_elec_conversion | power | 15796.8 | 2010 | 2019 | 1 | 9 | 2010,2019 | 1:9 | -43.5%
h2_salt_cavern | hydrogen | 28208.5714 | 2010 | 2019 | 1 | 9 | 2010,2019 | 1:9 | 0.8901%
nuclear | power | 1650 | 2010 | 2019 | 1 | 9 | 2010,2019 | 1:9 | 0%
offshore_wind | power | 28949.6734 | 2010 | 2019 | 1 | 9 | 2010,2019 | 1:9 | 9.014%
onshore_wind | power | 16000 | 2010 | 2019 | 1 | 9 | 2010,2019 | 1:9 | 0%
solar | power | 40937.1111 | 2010 | 2019 | 1 | 9 | 2010,2019 | 1:9 | -18.18%
battery | power | 2336.5921 | 2011 | 2010 | 1 | 9 | 2011,2010 | 1:9 | -35.89%
electrolyser | hydrogen | 7513.3807 | 2011 | 2010 | 1 | 9 | 2011,2010 | 1:9 | 6.965%
h2_elec_conversion | power | 15799.1019 | 2011 | 2010 | 1 | 9 | 2011,2010 | 1:9 | -43.49%
h2_salt_cavern | hydrogen | 28212.6819 | 2011 | 2010 | 1 | 9 | 2011,2010 | 1:9 | 0.9048%
nuclear | power | 1650 | 2011 | 2010 | 1 | 9 | 2011,2010 | 1:9 | 0%
offshore_wind | power | 28981.185 | 2011 | 2010 | 1 | 9 | 2011,2010 | 1:9 | 9.133%
onshore_wind | power | 16000 | 2011 | 2010 | 1 | 9 | 2011,2010 | 1:9 | 0%
solar | power | 41022.6174 | 2011 | 2010 | 1 | 9 | 2011,2010 | 1:9 | -18.01%
battery | power | 3087.3762 | 2011 | 2012 | 1 | 9 | 2011,2012 | 1:9 | -15.29%
electrolyser | hydrogen | 7311.512 | 2011 | 2012 | 1 | 9 | 2011,2012 | 1:9 | 4.091%
h2_elec_conversion | power | 15109.0548 | 2011 | 2012 | 1 | 9 | 2011,2012 | 1:9 | -45.96%
h2_salt_cavern | hydrogen | 26980.455 | 2011 | 2012 | 1 | 9 | 2011,2012 | 1:9 | -3.502%
nuclear | power | 1650 | 2011 | 2012 | 1 | 9 | 2011,2012 | 1:9 | 0%
offshore_wind | power | 26239.9394 | 2011 | 2012 | 1 | 9 | 2011,2012 | 1:9 | -1.189%
onshore_wind | power | 16000 | 2011 | 2012 | 1 | 9 | 2011,2012 | 1:9 | 0%
solar | power | 41862.989 | 2011 | 2012 | 1 | 9 | 2011,2012 | 1:9 | -16.33%
battery | power | 3745.1202 | 2011 | 2013 | 1 | 9 | 2011,2013 | 1:9 | 2.757%
electrolyser | hydrogen | 7476.6437 | 2011 | 2013 | 1 | 9 | 2011,2013 | 1:9 | 6.442%
h2_elec_conversion | power | 14980.7077 | 2011 | 2013 | 1 | 9 | 2011,2013 | 1:9 | -46.42%
h2_salt_cavern | hydrogen | 26751.2638 | 2011 | 2013 | 1 | 9 | 2011,2013 | 1:9 | -4.322%
nuclear | power | 1650 | 2011 | 2013 | 1 | 9 | 2011,2013 | 1:9 | 0%
offshore_wind | power | 25421.449 | 2011 | 2013 | 1 | 9 | 2011,2013 | 1:9 | -4.272%
onshore_wind | power | 16000 | 2011 | 2013 | 1 | 9 | 2011,2013 | 1:9 | 0%
solar | power | 43232.3093 | 2011 | 2013 | 1 | 9 | 2011,2013 | 1:9 | -13.6%
battery | power | 2612.6955 | 2011 | 2014 | 1 | 9 | 2011,2014 | 1:9 | -28.31%
electrolyser | hydrogen | 7935.7799 | 2011 | 2014 | 1 | 9 | 2011,2014 | 1:9 | 12.98%
h2_elec_conversion | power | 15163.6096 | 2011 | 2014 | 1 | 9 | 2011,2014 | 1:9 | -45.77%
h2_salt_cavern | hydrogen | 27077.8742 | 2011 | 2014 | 1 | 9 | 2011,2014 | 1:9 | -3.154%
nuclear | power | 1650 | 2011 | 2014 | 1 | 9 | 2011,2014 | 1:9 | 0%
offshore_wind | power | 25452.1546 | 2011 | 2014 | 1 | 9 | 2011,2014 | 1:9 | -4.156%
onshore_wind | power | 16000 | 2011 | 2014 | 1 | 9 | 2011,2014 | 1:9 | 0%
solar | power | 48681.7101 | 2011 | 2014 | 1 | 9 | 2011,2014 | 1:9 | -2.707%
battery | power | 3423.0499 | 2011 | 2015 | 1 | 9 | 2011,2015 | 1:9 | -6.08%
electrolyser | hydrogen | 7891.0588 | 2011 | 2015 | 1 | 9 | 2011,2015 | 1:9 | 12.34%
h2_elec_conversion | power | 15188.8345 | 2011 | 2015 | 1 | 9 | 2011,2015 | 1:9 | -45.68%
h2_salt_cavern | hydrogen | 27122.9188 | 2011 | 2015 | 1 | 9 | 2011,2015 | 1:9 | -2.993%
nuclear | power | 1650 | 2011 | 2015 | 1 | 9 | 2011,2015 | 1:9 | 0%
offshore_wind | power | 22206.823 | 2011 | 2015 | 1 | 9 | 2011,2015 | 1:9 | -16.38%
onshore_wind | power | 16000 | 2011 | 2015 | 1 | 9 | 2011,2015 | 1:9 | 0%
solar | power | 46703.8284 | 2011 | 2015 | 1 | 9 | 2011,2015 | 1:9 | -6.66%
battery | power | 3573.8273 | 2011 | 2016 | 1 | 9 | 2011,2016 | 1:9 | -1.943%
electrolyser | hydrogen | 7165.2788 | 2011 | 2016 | 1 | 9 | 2011,2016 | 1:9 | 2.009%
h2_elec_conversion | power | 15025.0351 | 2011 | 2016 | 1 | 9 | 2011,2016 | 1:9 | -46.26%
h2_salt_cavern | hydrogen | 26830.4199 | 2011 | 2016 | 1 | 9 | 2011,2016 | 1:9 | -4.039%
nuclear | power | 1650 | 2011 | 2016 | 1 | 9 | 2011,2016 | 1:9 | 0%
offshore_wind | power | 29938.9 | 2011 | 2016 | 1 | 9 | 2011,2016 | 1:9 | 12.74%
onshore_wind | power | 16000 | 2011 | 2016 | 1 | 9 | 2011,2016 | 1:9 | 0%
solar | power | 42763.8687 | 2011 | 2016 | 1 | 9 | 2011,2016 | 1:9 | -14.53%
battery | power | 5120.0901 | 2011 | 2017 | 1 | 9 | 2011,2017 | 1:9 | 40.48%
electrolyser | hydrogen | 7796.9808 | 2011 | 2017 | 1 | 9 | 2011,2017 | 1:9 | 11%
h2_elec_conversion | power | 14832.8098 | 2011 | 2017 | 1 | 9 | 2011,2017 | 1:9 | -46.95%
h2_salt_cavern | hydrogen | 26487.1603 | 2011 | 2017 | 1 | 9 | 2011,2017 | 1:9 | -5.267%
nuclear | power | 1650 | 2011 | 2017 | 1 | 9 | 2011,2017 | 1:9 | 0%
offshore_wind | power | 25373.6327 | 2011 | 2017 | 1 | 9 | 2011,2017 | 1:9 | -4.452%
onshore_wind | power | 16000 | 2011 | 2017 | 1 | 9 | 2011,2017 | 1:9 | 0%
solar | power | 44500.2992 | 2011 | 2017 | 1 | 9 | 2011,2017 | 1:9 | -11.06%
battery | power | 3753.2248 | 2011 | 2018 | 1 | 9 | 2011,2018 | 1:9 | 2.979%
electrolyser | hydrogen | 7194.4544 | 2011 | 2018 | 1 | 9 | 2011,2018 | 1:9 | 2.425%
h2_elec_conversion | power | 14974.292 | 2011 | 2018 | 1 | 9 | 2011,2018 | 1:9 | -46.44%
h2_salt_cavern | hydrogen | 26739.8072 | 2011 | 2018 | 1 | 9 | 2011,2018 | 1:9 | -4.363%
nuclear | power | 1650 | 2011 | 2018 | 1 | 9 | 2011,2018 | 1:9 | 0%
offshore_wind | power | 26325.0689 | 2011 | 2018 | 1 | 9 | 2011,2018 | 1:9 | -0.8689%
onshore_wind | power | 16000 | 2011 | 2018 | 1 | 9 | 2011,2018 | 1:9 | 0%
solar | power | 40855.8335 | 2011 | 2018 | 1 | 9 | 2011,2018 | 1:9 | -18.35%
battery | power | 3029.2498 | 2011 | 2019 | 1 | 9 | 2011,2019 | 1:9 | -16.88%
electrolyser | hydrogen | 6917.6776 | 2011 | 2019 | 1 | 9 | 2011,2019 | 1:9 | -1.516%
h2_elec_conversion | power | 15082.3514 | 2011 | 2019 | 1 | 9 | 2011,2019 | 1:9 | -46.06%
h2_salt_cavern | hydrogen | 26932.7704 | 2011 | 2019 | 1 | 9 | 2011,2019 | 1:9 | -3.673%
nuclear | power | 1650 | 2011 | 2019 | 1 | 9 | 2011,2019 | 1:9 | 0%
offshore_wind | power | 27915.0156 | 2011 | 2019 | 1 | 9 | 2011,2019 | 1:9 | 5.118%
onshore_wind | power | 16000 | 2011 | 2019 | 1 | 9 | 2011,2019 | 1:9 | 0%
solar | power | 37099.1147 | 2011 | 2019 | 1 | 9 | 2011,2019 | 1:9 | -25.86%
battery | power | 2350.9855 | 2012 | 2010 | 1 | 9 | 2012,2010 | 1:9 | -35.49%
electrolyser | hydrogen | 8002.1295 | 2012 | 2010 | 1 | 9 | 2012,2010 | 1:9 | 13.92%
h2_elec_conversion | power | 15796.8 | 2012 | 2010 | 1 | 9 | 2012,2010 | 1:9 | -43.5%
h2_salt_cavern | hydrogen | 28208.5714 | 2012 | 2010 | 1 | 9 | 2012,2010 | 1:9 | 0.8901%
nuclear | power | 1650 | 2012 | 2010 | 1 | 9 | 2012,2010 | 1:9 | 0%
offshore_wind | power | 28480.3329 | 2012 | 2010 | 1 | 9 | 2012,2010 | 1:9 | 7.247%
onshore_wind | power | 16000 | 2012 | 2010 | 1 | 9 | 2012,2010 | 1:9 | 0%
solar | power | 43314.0618 | 2012 | 2010 | 1 | 9 | 2012,2010 | 1:9 | -13.43%
battery | power | 3087.575 | 2012 | 2011 | 1 | 9 | 2012,2011 | 1:9 | -15.28%
electrolyser | hydrogen | 7312.6096 | 2012 | 2011 | 1 | 9 | 2012,2011 | 1:9 | 4.107%
h2_elec_conversion | power | 15109.034 | 2012 | 2011 | 1 | 9 | 2012,2011 | 1:9 | -45.96%
h2_salt_cavern | hydrogen | 26980.4178 | 2012 | 2011 | 1 | 9 | 2012,2011 | 1:9 | -3.503%
nuclear | power | 1650 | 2012 | 2011 | 1 | 9 | 2012,2011 | 1:9 | 0%
offshore_wind | power | 26238.8644 | 2012 | 2011 | 1 | 9 | 2012,2011 | 1:9 | -1.194%
onshore_wind | power | 16000 | 2012 | 2011 | 1 | 9 | 2012,2011 | 1:9 | 0%
solar | power | 41859.5295 | 2012 | 2011 | 1 | 9 | 2012,2011 | 1:9 | -16.34%
battery | power | 2178.7048 | 2012 | 2013 | 1 | 9 | 2012,2013 | 1:9 | -40.22%
electrolyser | hydrogen | 7652.2599 | 2012 | 2013 | 1 | 9 | 2012,2013 | 1:9 | 8.942%
h2_elec_conversion | power | 15249.5521 | 2012 | 2013 | 1 | 9 | 2012,2013 | 1:9 | -45.46%
h2_salt_cavern | hydrogen | 27231.343 | 2012 | 2013 | 1 | 9 | 2012,2013 | 1:9 | -2.605%
nuclear | power | 1650 | 2012 | 2013 | 1 | 9 | 2012,2013 | 1:9 | 0%
offshore_wind | power | 26849.8998 | 2012 | 2013 | 1 | 9 | 2012,2013 | 1:9 | 1.107%
onshore_wind | power | 16000 | 2012 | 2013 | 1 | 9 | 2012,2013 | 1:9 | 0%
solar | power | 39719.483 | 2012 | 2013 | 1 | 9 | 2012,2013 | 1:9 | -20.62%
battery | power | 2844.4446 | 2012 | 2014 | 1 | 9 | 2012,2014 | 1:9 | -21.96%
electrolyser | hydrogen | 7960.2146 | 2012 | 2014 | 1 | 9 | 2012,2014 | 1:9 | 13.33%
h2_elec_conversion | power | 15136.7256 | 2012 | 2014 | 1 | 9 | 2012,2014 | 1:9 | -45.86%
h2_salt_cavern | hydrogen | 27029.8672 | 2012 | 2014 | 1 | 9 | 2012,2014 | 1:9 | -3.326%
nuclear | power | 1650 | 2012 | 2014 | 1 | 9 | 2012,2014 | 1:9 | 0%
offshore_wind | power | 27344.9993 | 2012 | 2014 | 1 | 9 | 2012,2014 | 1:9 | 2.972%
onshore_wind | power | 16000 | 2012 | 2014 | 1 | 9 | 2012,2014 | 1:9 | 0%
solar | power | 44348.6812 | 2012 | 2014 | 1 | 9 | 2012,2014 | 1:9 | -11.37%
battery | power | 3430.7837 | 2012 | 2015 | 1 | 9 | 2012,2015 | 1:9 | -5.868%
electrolyser | hydrogen | 7354.5884 | 2012 | 2015 | 1 | 9 | 2012,2015 | 1:9 | 4.705%
h2_elec_conversion | power | 15186.6118 | 2012 | 2015 | 1 | 9 | 2012,2015 | 1:9 | -45.68%
h2_salt_cavern | hydrogen | 27118.9497 | 2012 | 2015 | 1 | 9 | 2012,2015 | 1:9 | -3.007%
nuclear | power | 1650 | 2012 | 2015 | 1 | 9 | 2012,2015 | 1:9 | 0%
offshore_wind | power | 24985.2448 | 2012 | 2015 | 1 | 9 | 2012,2015 | 1:9 | -5.914%
onshore_wind | power | 16000 | 2012 | 2015 | 1 | 9 | 2012,2015 | 1:9 | 0%
solar | power | 43490.797 | 2012 | 2015 | 1 | 9 | 2012,2015 | 1:9 | -13.08%
battery | power | 3008.5585 | 2012 | 2016 | 1 | 9 | 2012,2016 | 1:9 | -17.45%
electrolyser | hydrogen | 8386.8559 | 2012 | 2016 | 1 | 9 | 2012,2016 | 1:9 | 19.4%
h2_elec_conversion | power | 15115.1913 | 2012 | 2016 | 1 | 9 | 2012,2016 | 1:9 | -45.94%
h2_salt_cavern | hydrogen | 26991.413 | 2012 | 2016 | 1 | 9 | 2012,2016 | 1:9 | -3.463%
nuclear | power | 1650 | 2012 | 2016 | 1 | 9 | 2012,2016 | 1:9 | 0%
offshore_wind | power | 30661.8222 | 2012 | 2016 | 1 | 9 | 2012,2016 | 1:9 | 15.46%
onshore_wind | power | 16000 | 2012 | 2016 | 1 | 9 | 2012,2016 | 1:9 | 0%
solar | power | 47007.6128 | 2012 | 2016 | 1 | 9 | 2012,2016 | 1:9 | -6.052%
battery | power | 2534.4563 | 2012 | 2017 | 1 | 9 | 2012,2017 | 1:9 | -30.46%
electrolyser | hydrogen | 7909.9796 | 2012 | 2017 | 1 | 9 | 2012,2017 | 1:9 | 12.61%
h2_elec_conversion | power | 15249.3461 | 2012 | 2017 | 1 | 9 | 2012,2017 | 1:9 | -45.46%
h2_salt_cavern | hydrogen | 27230.9751 | 2012 | 2017 | 1 | 9 | 2012,2017 | 1:9 | -2.606%
nuclear | power | 1650 | 2012 | 2017 | 1 | 9 | 2012,2017 | 1:9 | 0%
offshore_wind | power | 26777.9366 | 2012 | 2017 | 1 | 9 | 2012,2017 | 1:9 | 0.8364%
onshore_wind | power | 16000 | 2012 | 2017 | 1 | 9 | 2012,2017 | 1:9 | 0%
solar | power | 41617.1525 | 2012 | 2017 | 1 | 9 | 2012,2017 | 1:9 | -16.83%
battery | power | 3289.9334 | 2012 | 2018 | 1 | 9 | 2012,2018 | 1:9 | -9.732%
electrolyser | hydrogen | 7449.2407 | 2012 | 2018 | 1 | 9 | 2012,2018 | 1:9 | 6.052%
h2_elec_conversion | power | 15087.8078 | 2012 | 2018 | 1 | 9 | 2012,2018 | 1:9 | -46.04%
h2_salt_cavern | hydrogen | 26942.5139 | 2012 | 2018 | 1 | 9 | 2012,2018 | 1:9 | -3.638%
nuclear | power | 1650 | 2012 | 2018 | 1 | 9 | 2012,2018 | 1:9 | 0%
offshore_wind | power | 25144.73 | 2012 | 2018 | 1 | 9 | 2012,2018 | 1:9 | -5.314%
onshore_wind | power | 16000 | 2012 | 2018 | 1 | 9 | 2012,2018 | 1:9 | 0%
solar | power | 44327.4367 | 2012 | 2018 | 1 | 9 | 2012,2018 | 1:9 | -11.41%
battery | power | 2242.6655 | 2012 | 2019 | 1 | 9 | 2012,2019 | 1:9 | -38.47%
electrolyser | hydrogen | 7162.5152 | 2012 | 2019 | 1 | 9 | 2012,2019 | 1:9 | 1.97%
h2_elec_conversion | power | 15228.8715 | 2012 | 2019 | 1 | 9 | 2012,2019 | 1:9 | -45.53%
h2_salt_cavern | hydrogen | 27194.4134 | 2012 | 2019 | 1 | 9 | 2012,2019 | 1:9 | -2.737%
nuclear | power | 1650 | 2012 | 2019 | 1 | 9 | 2012,2019 | 1:9 | 0%
offshore_wind | power | 27834.6914 | 2012 | 2019 | 1 | 9 | 2012,2019 | 1:9 | 4.816%
onshore_wind | power | 16000 | 2012 | 2019 | 1 | 9 | 2012,2019 | 1:9 | 0%
solar | power | 36760.1781 | 2012 | 2019 | 1 | 9 | 2012,2019 | 1:9 | -26.53%
battery | power | 2336.4943 | 2013 | 2010 | 1 | 9 | 2013,2010 | 1:9 | -35.89%
electrolyser | hydrogen | 7795.6372 | 2013 | 2010 | 1 | 9 | 2013,2010 | 1:9 | 10.98%
h2_elec_conversion | power | 15799.1335 | 2013 | 2010 | 1 | 9 | 2013,2010 | 1:9 | -43.49%
h2_salt_cavern | hydrogen | 28212.7384 | 2013 | 2010 | 1 | 9 | 2013,2010 | 1:9 | 0.905%
nuclear | power | 1650 | 2013 | 2010 | 1 | 9 | 2013,2010 | 1:9 | 0%
offshore_wind | power | 28664.7967 | 2013 | 2010 | 1 | 9 | 2013,2010 | 1:9 | 7.942%
onshore_wind | power | 16000 | 2013 | 2010 | 1 | 9 | 2013,2010 | 1:9 | 0%
solar | power | 43731.2269 | 2013 | 2010 | 1 | 9 | 2013,2010 | 1:9 | -12.6%
battery | power | 3744.9706 | 2013 | 2011 | 1 | 9 | 2013,2011 | 1:9 | 2.753%
electrolyser | hydrogen | 7478.4596 | 2013 | 2011 | 1 | 9 | 2013,2011 | 1:9 | 6.468%
h2_elec_conversion | power | 14980.8261 | 2013 | 2011 | 1 | 9 | 2013,2011 | 1:9 | -46.42%
h2_salt_cavern | hydrogen | 26751.4752 | 2013 | 2011 | 1 | 9 | 2013,2011 | 1:9 | -4.321%
nuclear | power | 1650 | 2013 | 2011 | 1 | 9 | 2013,2011 | 1:9 | 0%
offshore_wind | power | 25404.7705 | 2013 | 2011 | 1 | 9 | 2013,2011 | 1:9 | -4.334%
onshore_wind | power | 16000 | 2013 | 2011 | 1 | 9 | 2013,2011 | 1:9 | 0%
solar | power | 43289.7566 | 2013 | 2011 | 1 | 9 | 2013,2011 | 1:9 | -13.48%
battery | power | 2176.6823 | 2013 | 2012 | 1 | 9 | 2013,2012 | 1:9 | -40.28%
electrolyser | hydrogen | 7655.4785 | 2013 | 2012 | 1 | 9 | 2013,2012 | 1:9 | 8.988%
h2_elec_conversion | power | 15250.206 | 2013 | 2012 | 1 | 9 | 2013,2012 | 1:9 | -45.46%
h2_salt_cavern | hydrogen | 27232.5108 | 2013 | 2012 | 1 | 9 | 2013,2012 | 1:9 | -2.601%
nuclear | power | 1650 | 2013 | 2012 | 1 | 9 | 2013,2012 | 1:9 | 0%
offshore_wind | power | 26818.7595 | 2013 | 2012 | 1 | 9 | 2013,2012 | 1:9 | 0.9902%
onshore_wind | power | 16000 | 2013 | 2012 | 1 | 9 | 2013,2012 | 1:9 | 0%
solar | power | 39806.4339 | 2013 | 2012 | 1 | 9 | 2013,2012 | 1:9 | -20.44%
battery | power | 2523.9868 | 2013 | 2014 | 1 | 9 | 2013,2014 | 1:9 | -30.75%
electrolyser | hydrogen | 7852.2872 | 2013 | 2014 | 1 | 9 | 2013,2014 | 1:9 | 11.79%
h2_elec_conversion | power | 15170.9839 | 2013 | 2014 | 1 | 9 | 2013,2014 | 1:9 | -45.74%
h2_salt_cavern | hydrogen | 27091.0426 | 2013 | 2014 | 1 | 9 | 2013,2014 | 1:9 | -3.107%
nuclear | power | 1650 | 2013 | 2014 | 1 | 9 | 2013,2014 | 1:9 | 0%
offshore_wind | power | 27214.4934 | 2013 | 2014 | 1 | 9 | 2013,2014 | 1:9 | 2.48%
onshore_wind | power | 16000 | 2013 | 2014 | 1 | 9 | 2013,2014 | 1:9 | 0%
solar | power | 45264.5819 | 2013 | 2014 | 1 | 9 | 2013,2014 | 1:9 | -9.536%
battery | power | 1970.7749 | 2013 | 2015 | 1 | 9 | 2013,2015 | 1:9 | -45.93%
electrolyser | hydrogen | 7703.2201 | 2013 | 2015 | 1 | 9 | 2013,2015 | 1:9 | 9.668%
h2_elec_conversion | power | 15422.9896 | 2013 | 2015 | 1 | 9 | 2013,2015 | 1:9 | -44.84%
h2_salt_cavern | hydrogen | 27541.0528 | 2013 | 2015 | 1 | 9 | 2013,2015 | 1:9 | -1.497%
nuclear | power | 1650 | 2013 | 2015 | 1 | 9 | 2013,2015 | 1:9 | 0%
offshore_wind | power | 24005.2216 | 2013 | 2015 | 1 | 9 | 2013,2015 | 1:9 | -9.605%
onshore_wind | power | 16000 | 2013 | 2015 | 1 | 9 | 2013,2015 | 1:9 | 0%
solar | power | 43813.7009 | 2013 | 2015 | 1 | 9 | 2013,2015 | 1:9 | -12.44%
battery | power | 3748.2638 | 2013 | 2016 | 1 | 9 | 2013,2016 | 1:9 | 2.843%
electrolyser | hydrogen | 7042.1691 | 2013 | 2016 | 1 | 9 | 2013,2016 | 1:9 | 0.2568%
h2_elec_conversion | power | 15000.3682 | 2013 | 2016 | 1 | 9 | 2013,2016 | 1:9 | -46.35%
h2_salt_cavern | hydrogen | 26786.3718 | 2013 | 2016 | 1 | 9 | 2013,2016 | 1:9 | -4.197%
nuclear | power | 1650 | 2013 | 2016 | 1 | 9 | 2013,2016 | 1:9 | 0%
offshore_wind | power | 27860.2882 | 2013 | 2016 | 1 | 9 | 2013,2016 | 1:9 | 4.912%
onshore_wind | power | 16000 | 2013 | 2016 | 1 | 9 | 2013,2016 | 1:9 | 0%
solar | power | 46978.9535 | 2013 | 2016 | 1 | 9 | 2013,2016 | 1:9 | -6.11%
battery | power | 1799.2986 | 2013 | 2017 | 1 | 9 | 2013,2017 | 1:9 | -50.63%
electrolyser | hydrogen | 7925.9054 | 2013 | 2017 | 1 | 9 | 2013,2017 | 1:9 | 12.84%
h2_elec_conversion | power | 15367.3761 | 2013 | 2017 | 1 | 9 | 2013,2017 | 1:9 | -45.04%
h2_salt_cavern | hydrogen | 27441.743 | 2013 | 2017 | 1 | 9 | 2013,2017 | 1:9 | -1.853%
nuclear | power | 1650 | 2013 | 2017 | 1 | 9 | 2013,2017 | 1:9 | 0%
offshore_wind | power | 27559.357 | 2013 | 2017 | 1 | 9 | 2013,2017 | 1:9 | 3.779%
onshore_wind | power | 16000 | 2013 | 2017 | 1 | 9 | 2013,2017 | 1:9 | 0%
solar | power | 40272.5194 | 2013 | 2017 | 1 | 9 | 2013,2017 | 1:9 | -19.51%
battery | power | 3206.2455 | 2013 | 2018 | 1 | 9 | 2013,2018 | 1:9 | -12.03%
electrolyser | hydrogen | 7269.2977 | 2013 | 2018 | 1 | 9 | 2013,2018 | 1:9 | 3.49%
h2_elec_conversion | power | 14700.9697 | 2013 | 2018 | 1 | 9 | 2013,2018 | 1:9 | -47.42%
h2_salt_cavern | hydrogen | 26251.7317 | 2013 | 2018 | 1 | 9 | 2013,2018 | 1:9 | -6.109%
nuclear | power | 1650 | 2013 | 2018 | 1 | 9 | 2013,2018 | 1:9 | 0%
offshore_wind | power | 26254.7152 | 2013 | 2018 | 1 | 9 | 2013,2018 | 1:9 | -1.134%
onshore_wind | power | 16000 | 2013 | 2018 | 1 | 9 | 2013,2018 | 1:9 | 0%
solar | power | 40994.8048 | 2013 | 2018 | 1 | 9 | 2013,2018 | 1:9 | -18.07%
battery | power | 3092.9104 | 2013 | 2019 | 1 | 9 | 2013,2019 | 1:9 | -15.14%
electrolyser | hydrogen | 7047.7917 | 2013 | 2019 | 1 | 9 | 2013,2019 | 1:9 | 0.3368%
h2_elec_conversion | power | 14948.8944 | 2013 | 2019 | 1 | 9 | 2013,2019 | 1:9 | -46.53%
h2_salt_cavern | hydrogen | 26694.4543 | 2013 | 2019 | 1 | 9 | 2013,2019 | 1:9 | -4.525%
nuclear | power | 1650 | 2013 | 2019 | 1 | 9 | 2013,2019 | 1:9 | 0%
offshore_wind | power | 27840.0763 | 2013 | 2019 | 1 | 9 | 2013,2019 | 1:9 | 4.836%
onshore_wind | power | 16000 | 2013 | 2019 | 1 | 9 | 2013,2019 | 1:9 | 0%
solar | power | 37003.7313 | 2013 | 2019 | 1 | 9 | 2013,2019 | 1:9 | -26.05%
battery | power | 2351.2984 | 2014 | 2010 | 1 | 9 | 2014,2010 | 1:9 | -35.49%
electrolyser | hydrogen | 8191.7749 | 2014 | 2010 | 1 | 9 | 2014,2010 | 1:9 | 16.62%
h2_elec_conversion | power | 15796.8 | 2014 | 2010 | 1 | 9 | 2014,2010 | 1:9 | -43.5%
h2_salt_cavern | hydrogen | 28208.5714 | 2014 | 2010 | 1 | 9 | 2014,2010 | 1:9 | 0.8901%
nuclear | power | 1650 | 2014 | 2010 | 1 | 9 | 2014,2010 | 1:9 | 0%
offshore_wind | power | 27468.3884 | 2014 | 2010 | 1 | 9 | 2014,2010 | 1:9 | 3.436%
onshore_wind | power | 16000 | 2014 | 2010 | 1 | 9 | 2014,2010 | 1:9 | 0%
solar | power | 46135.0927 | 2014 | 2010 | 1 | 9 | 2014,2010 | 1:9 | -7.796%
battery | power | 2612.6542 | 2014 | 2011 | 1 | 9 | 2014,2011 | 1:9 | -28.32%
electrolyser | hydrogen | 7948.4513 | 2014 | 2011 | 1 | 9 | 2014,2011 | 1:9 | 13.16%
h2_elec_conversion | power | 15163.6748 | 2014 | 2011 | 1 | 9 | 2014,2011 | 1:9 | -45.77%
h2_salt_cavern | hydrogen | 27077.9908 | 2014 | 2011 | 1 | 9 | 2014,2011 | 1:9 | -3.154%
nuclear | power | 1650 | 2014 | 2011 | 1 | 9 | 2014,2011 | 1:9 | 0%
offshore_wind | power | 25441.7791 | 2014 | 2011 | 1 | 9 | 2014,2011 | 1:9 | -4.195%
onshore_wind | power | 16000 | 2014 | 2011 | 1 | 9 | 2014,2011 | 1:9 | 0%
solar | power | 48629.8666 | 2014 | 2011 | 1 | 9 | 2014,2011 | 1:9 | -2.81%
battery | power | 2842.8445 | 2014 | 2012 | 1 | 9 | 2014,2012 | 1:9 | -22%
electrolyser | hydrogen | 7954.7374 | 2014 | 2012 | 1 | 9 | 2014,2012 | 1:9 | 13.25%
h2_elec_conversion | power | 15136.8725 | 2014 | 2012 | 1 | 9 | 2014,2012 | 1:9 | -45.86%
h2_salt_cavern | hydrogen | 27030.1294 | 2014 | 2012 | 1 | 9 | 2014,2012 | 1:9 | -3.325%
nuclear | power | 1650 | 2014 | 2012 | 1 | 9 | 2014,2012 | 1:9 | 0%
offshore_wind | power | 27355.6495 | 2014 | 2012 | 1 | 9 | 2014,2012 | 1:9 | 3.012%
onshore_wind | power | 16000 | 2014 | 2012 | 1 | 9 | 2014,2012 | 1:9 | 0%
solar | power | 44346.6094 | 2014 | 2012 | 1 | 9 | 2014,2012 | 1:9 | -11.37%
battery | power | 2503.578 | 2014 | 2013 | 1 | 9 | 2014,2013 | 1:9 | -31.31%
electrolyser | hydrogen | 7870.1532 | 2014 | 2013 | 1 | 9 | 2014,2013 | 1:9 | 12.04%
h2_elec_conversion | power | 15174.0463 | 2014 | 2013 | 1 | 9 | 2014,2013 | 1:9 | -45.73%
h2_salt_cavern | hydrogen | 27096.5112 | 2014 | 2013 | 1 | 9 | 2014,2013 | 1:9 | -3.087%
nuclear | power | 1650 | 2014 | 2013 | 1 | 9 | 2014,2013 | 1:9 | 0%
offshore_wind | power | 27510.7483 | 2014 | 2013 | 1 | 9 | 2014,2013 | 1:9 | 3.596%
onshore_wind | power | 16000 | 2014 | 2013 | 1 | 9 | 2014,2013 | 1:9 | 0%
solar | power | 44566.4151 | 2014 | 2013 | 1 | 9 | 2014,2013 | 1:9 | -10.93%
battery | power | 5057.4016 | 2014 | 2015 | 1 | 9 | 2014,2015 | 1:9 | 38.76%
electrolyser | hydrogen | 8353.2779 | 2014 | 2015 | 1 | 9 | 2014,2015 | 1:9 | 18.92%
h2_elec_conversion | power | 15012.8133 | 2014 | 2015 | 1 | 9 | 2014,2015 | 1:9 | -46.31%
h2_salt_cavern | hydrogen | 26808.5951 | 2014 | 2015 | 1 | 9 | 2014,2015 | 1:9 | -4.117%
nuclear | power | 1650 | 2014 | 2015 | 1 | 9 | 2014,2015 | 1:9 | 0%
offshore_wind | power | 21955.7985 | 2014 | 2015 | 1 | 9 | 2014,2015 | 1:9 | -17.32%
onshore_wind | power | 16000 | 2014 | 2015 | 1 | 9 | 2014,2015 | 1:9 | 0%
solar | power | 54124.502 | 2014 | 2015 | 1 | 9 | 2014,2015 | 1:9 | 8.171%
battery | power | 3077.2993 | 2014 | 2016 | 1 | 9 | 2014,2016 | 1:9 | -15.57%
electrolyser | hydrogen | 7498.4332 | 2014 | 2016 | 1 | 9 | 2014,2016 | 1:9 | 6.752%
h2_elec_conversion | power | 15110.4613 | 2014 | 2016 | 1 | 9 | 2014,2016 | 1:9 | -45.96%
h2_salt_cavern | hydrogen | 26982.9665 | 2014 | 2016 | 1 | 9 | 2014,2016 | 1:9 | -3.493%
nuclear | power | 1650 | 2014 | 2016 | 1 | 9 | 2014,2016 | 1:9 | 0%
offshore_wind | power | 26907.0723 | 2014 | 2016 | 1 | 9 | 2014,2016 | 1:9 | 1.323%
onshore_wind | power | 16000 | 2014 | 2016 | 1 | 9 | 2014,2016 | 1:9 | 0%
solar | power | 47764.5207 | 2014 | 2016 | 1 | 9 | 2014,2016 | 1:9 | -4.54%
battery | power | 4000.0878 | 2014 | 2017 | 1 | 9 | 2014,2017 | 1:9 | 9.753%
electrolyser | hydrogen | 7755.8869 | 2014 | 2017 | 1 | 9 | 2014,2017 | 1:9 | 10.42%
h2_elec_conversion | power | 15013.0128 | 2014 | 2017 | 1 | 9 | 2014,2017 | 1:9 | -46.3%
h2_salt_cavern | hydrogen | 26808.9514 | 2014 | 2017 | 1 | 9 | 2014,2017 | 1:9 | -4.116%
nuclear | power | 1650 | 2014 | 2017 | 1 | 9 | 2014,2017 | 1:9 | 0%
offshore_wind | power | 26196.5305 | 2014 | 2017 | 1 | 9 | 2014,2017 | 1:9 | -1.353%
onshore_wind | power | 16000 | 2014 | 2017 | 1 | 9 | 2014,2017 | 1:9 | 0%
solar | power | 47453.149 | 2014 | 2017 | 1 | 9 | 2014,2017 | 1:9 | -5.162%
battery | power | 4875.5006 | 2014 | 2018 | 1 | 9 | 2014,2018 | 1:9 | 33.77%
electrolyser | hydrogen | 8373.5912 | 2014 | 2018 | 1 | 9 | 2014,2018 | 1:9 | 19.21%
h2_elec_conversion | power | 14925.0639 | 2014 | 2018 | 1 | 9 | 2014,2018 | 1:9 | -46.62%
h2_salt_cavern | hydrogen | 26651.8997 | 2014 | 2018 | 1 | 9 | 2014,2018 | 1:9 | -4.677%
nuclear | power | 1650 | 2014 | 2018 | 1 | 9 | 2014,2018 | 1:9 | 0%
offshore_wind | power | 21832.3906 | 2014 | 2018 | 1 | 9 | 2014,2018 | 1:9 | -17.79%
onshore_wind | power | 16000 | 2014 | 2018 | 1 | 9 | 2014,2018 | 1:9 | 0%
solar | power | 54435.193 | 2014 | 2018 | 1 | 9 | 2014,2018 | 1:9 | 8.792%
battery | power | 4924.3646 | 2014 | 2019 | 1 | 9 | 2014,2019 | 1:9 | 35.11%
electrolyser | hydrogen | 8312.7275 | 2014 | 2019 | 1 | 9 | 2014,2019 | 1:9 | 18.35%
h2_elec_conversion | power | 14919.3015 | 2014 | 2019 | 1 | 9 | 2014,2019 | 1:9 | -46.64%
h2_salt_cavern | hydrogen | 26641.6098 | 2014 | 2019 | 1 | 9 | 2014,2019 | 1:9 | -4.714%
nuclear | power | 1650 | 2014 | 2019 | 1 | 9 | 2014,2019 | 1:9 | 0%
offshore_wind | power | 22224.387 | 2014 | 2019 | 1 | 9 | 2014,2019 | 1:9 | -16.31%
onshore_wind | power | 16000 | 2014 | 2019 | 1 | 9 | 2014,2019 | 1:9 | 0%
solar | power | 53689.4566 | 2014 | 2019 | 1 | 9 | 2014,2019 | 1:9 | 7.302%
battery | power | 2351.4027 | 2015 | 2010 | 1 | 9 | 2015,2010 | 1:9 | -35.48%
electrolyser | hydrogen | 7905.8813 | 2015 | 2010 | 1 | 9 | 2015,2010 | 1:9 | 12.55%
h2_elec_conversion | power | 15796.8 | 2015 | 2010 | 1 | 9 | 2015,2010 | 1:9 | -43.5%
h2_salt_cavern | hydrogen | 28208.5714 | 2015 | 2010 | 1 | 9 | 2015,2010 | 1:9 | 0.8901%
nuclear | power | 1650 | 2015 | 2010 | 1 | 9 | 2015,2010 | 1:9 | 0%
offshore_wind | power | 27131.2038 | 2015 | 2010 | 1 | 9 | 2015,2010 | 1:9 | 2.167%
onshore_wind | power | 16000 | 2015 | 2010 | 1 | 9 | 2015,2010 | 1:9 | 0%
solar | power | 43553.6357 | 2015 | 2010 | 1 | 9 | 2015,2010 | 1:9 | -12.96%
battery | power | 3422.643 | 2015 | 2011 | 1 | 9 | 2015,2011 | 1:9 | -6.091%
electrolyser | hydrogen | 7924.7333 | 2015 | 2011 | 1 | 9 | 2015,2011 | 1:9 | 12.82%
h2_elec_conversion | power | 15188.9515 | 2015 | 2011 | 1 | 9 | 2015,2011 | 1:9 | -45.68%
h2_salt_cavern | hydrogen | 27123.1277 | 2015 | 2011 | 1 | 9 | 2015,2011 | 1:9 | -2.992%
nuclear | power | 1650 | 2015 | 2011 | 1 | 9 | 2015,2011 | 1:9 | 0%
offshore_wind | power | 22060.6433 | 2015 | 2011 | 1 | 9 | 2015,2011 | 1:9 | -16.93%
onshore_wind | power | 16000 | 2015 | 2011 | 1 | 9 | 2015,2011 | 1:9 | 0%
solar | power | 46983.1045 | 2015 | 2011 | 1 | 9 | 2015,2011 | 1:9 | -6.101%
battery | power | 3430.7382 | 2015 | 2012 | 1 | 9 | 2015,2012 | 1:9 | -5.869%
electrolyser | hydrogen | 7362.8305 | 2015 | 2012 | 1 | 9 | 2015,2012 | 1:9 | 4.822%
h2_elec_conversion | power | 15186.6249 | 2015 | 2012 | 1 | 9 | 2015,2012 | 1:9 | -45.68%
h2_salt_cavern | hydrogen | 27118.973 | 2015 | 2012 | 1 | 9 | 2015,2012 | 1:9 | -3.007%
nuclear | power | 1650 | 2015 | 2012 | 1 | 9 | 2015,2012 | 1:9 | 0%
offshore_wind | power | 24968.9042 | 2015 | 2012 | 1 | 9 | 2015,2012 | 1:9 | -5.976%
onshore_wind | power | 16000 | 2015 | 2012 | 1 | 9 | 2015,2012 | 1:9 | 0%
solar | power | 43498.5309 | 2015 | 2012 | 1 | 9 | 2015,2012 | 1:9 | -13.07%
battery | power | 1975.7412 | 2015 | 2013 | 1 | 9 | 2015,2013 | 1:9 | -45.79%
electrolyser | hydrogen | 7705.9128 | 2015 | 2013 | 1 | 9 | 2015,2013 | 1:9 | 9.706%
h2_elec_conversion | power | 15422.195 | 2015 | 2013 | 1 | 9 | 2015,2013 | 1:9 | -44.84%
h2_salt_cavern | hydrogen | 27539.634 | 2015 | 2013 | 1 | 9 | 2015,2013 | 1:9 | -1.502%
nuclear | power | 1650 | 2015 | 2013 | 1 | 9 | 2015,2013 | 1:9 | 0%
offshore_wind | power | 23981.3899 | 2015 | 2013 | 1 | 9 | 2015,2013 | 1:9 | -9.694%
onshore_wind | power | 16000 | 2015 | 2013 | 1 | 9 | 2015,2013 | 1:9 | 0%
solar | power | 43890.1254 | 2015 | 2013 | 1 | 9 | 2015,2013 | 1:9 | -12.28%
battery | power | 5057.4395 | 2015 | 2014 | 1 | 9 | 2015,2014 | 1:9 | 38.76%
electrolyser | hydrogen | 8369.867 | 2015 | 2014 | 1 | 9 | 2015,2014 | 1:9 | 19.16%
h2_elec_conversion | power | 15012.8194 | 2015 | 2014 | 1 | 9 | 2015,2014 | 1:9 | -46.31%
h2_salt_cavern | hydrogen | 26808.6061 | 2015 | 2014 | 1 | 9 | 2015,2014 | 1:9 | -4.117%
nuclear | power | 1650 | 2015 | 2014 | 1 | 9 | 2015,2014 | 1:9 | 0%
offshore_wind | power | 21935.3689 | 2015 | 2014 | 1 | 9 | 2015,2014 | 1:9 | -17.4%
onshore_wind | power | 16000 | 2015 | 2014 | 1 | 9 | 2015,2014 | 1:9 | 0%
solar | power | 54070.5029 | 2015 | 2014 | 1 | 9 | 2015,2014 | 1:9 | 8.063%
battery | power | 3435.7674 | 2015 | 2016 | 1 | 9 | 2015,2016 | 1:9 | -5.731%
electrolyser | hydrogen | 7363.4554 | 2015 | 2016 | 1 | 9 | 2015,2016 | 1:9 | 4.831%
h2_elec_conversion | power | 15185.1795 | 2015 | 2016 | 1 | 9 | 2015,2016 | 1:9 | -45.69%
h2_salt_cavern | hydrogen | 27116.3919 | 2015 | 2016 | 1 | 9 | 2015,2016 | 1:9 | -3.016%
nuclear | power | 1650 | 2015 | 2016 | 1 | 9 | 2015,2016 | 1:9 | 0%
offshore_wind | power | 26775.6796 | 2015 | 2016 | 1 | 9 | 2015,2016 | 1:9 | 0.8279%
onshore_wind | power | 16000 | 2015 | 2016 | 1 | 9 | 2015,2016 | 1:9 | 0%
solar | power | 47406.7812 | 2015 | 2016 | 1 | 9 | 2015,2016 | 1:9 | -5.255%
battery | power | 3429.5931 | 2015 | 2017 | 1 | 9 | 2015,2017 | 1:9 | -5.9%
electrolyser | hydrogen | 7991.3839 | 2015 | 2017 | 1 | 9 | 2015,2017 | 1:9 | 13.77%
h2_elec_conversion | power | 15186.954 | 2015 | 2017 | 1 | 9 | 2015,2017 | 1:9 | -45.68%
h2_salt_cavern | hydrogen | 27119.5607 | 2015 | 2017 | 1 | 9 | 2015,2017 | 1:9 | -3.005%
nuclear | power | 1650 | 2015 | 2017 | 1 | 9 | 2015,2017 | 1:9 | 0%
offshore_wind | power | 24557.5049 | 2015 | 2017 | 1 | 9 | 2015,2017 | 1:9 | -7.525%
onshore_wind | power | 16000 | 2015 | 2017 | 1 | 9 | 2015,2017 | 1:9 | 0%
solar | power | 44744.8764 | 2015 | 2017 | 1 | 9 | 2015,2017 | 1:9 | -10.57%
battery | power | 3429.7063 | 2015 | 2018 | 1 | 9 | 2015,2018 | 1:9 | -5.897%
electrolyser | hydrogen | 7508.102 | 2015 | 2018 | 1 | 9 | 2015,2018 | 1:9 | 6.89%
h2_elec_conversion | power | 15186.9214 | 2015 | 2018 | 1 | 9 | 2015,2018 | 1:9 | -45.68%
h2_salt_cavern | hydrogen | 27119.5026 | 2015 | 2018 | 1 | 9 | 2015,2018 | 1:9 | -3.005%
nuclear | power | 1650 | 2015 | 2018 | 1 | 9 | 2015,2018 | 1:9 | 0%
offshore_wind | power | 24598.1909 | 2015 | 2018 | 1 | 9 | 2015,2018 | 1:9 | -7.372%
onshore_wind | power | 16000 | 2015 | 2018 | 1 | 9 | 2015,2018 | 1:9 | 0%
solar | power | 41327.9927 | 2015 | 2018 | 1 | 9 | 2015,2018 | 1:9 | -17.4%
battery | power | 1469.5741 | 2015 | 2019 | 1 | 9 | 2015,2019 | 1:9 | -59.68%
electrolyser | hydrogen | 7110.0638 | 2015 | 2019 | 1 | 9 | 2015,2019 | 1:9 | 1.223%
h2_elec_conversion | power | 15503.0415 | 2015 | 2019 | 1 | 9 | 2015,2019 | 1:9 | -44.55%
h2_salt_cavern | hydrogen | 27684.0027 | 2015 | 2019 | 1 | 9 | 2015,2019 | 1:9 | -0.9861%
nuclear | power | 1650 | 2015 | 2019 | 1 | 9 | 2015,2019 | 1:9 | 0%
offshore_wind | power | 26792.3501 | 2015 | 2019 | 1 | 9 | 2015,2019 | 1:9 | 0.8907%
onshore_wind | power | 16000 | 2015 | 2019 | 1 | 9 | 2015,2019 | 1:9 | 0%
solar | power | 35530.3178 | 2015 | 2019 | 1 | 9 | 2015,2019 | 1:9 | -28.99%
battery | power | 2350.1908 | 2016 | 2010 | 1 | 9 | 2016,2010 | 1:9 | -35.52%
electrolyser | hydrogen | 7512.2209 | 2016 | 2010 | 1 | 9 | 2016,2010 | 1:9 | 6.949%
h2_elec_conversion | power | 15796.8 | 2016 | 2010 | 1 | 9 | 2016,2010 | 1:9 | -43.5%
h2_salt_cavern | hydrogen | 28208.5714 | 2016 | 2010 | 1 | 9 | 2016,2010 | 1:9 | 0.8901%
nuclear | power | 1650 | 2016 | 2010 | 1 | 9 | 2016,2010 | 1:9 | 0%
offshore_wind | power | 31049.6364 | 2016 | 2010 | 1 | 9 | 2016,2010 | 1:9 | 16.92%
onshore_wind | power | 16000 | 2016 | 2010 | 1 | 9 | 2016,2010 | 1:9 | 0%
solar | power | 44905.8285 | 2016 | 2010 | 1 | 9 | 2016,2010 | 1:9 | -10.25%
battery | power | 3575.256 | 2016 | 2011 | 1 | 9 | 2016,2011 | 1:9 | -1.904%
electrolyser | hydrogen | 7116.58 | 2016 | 2011 | 1 | 9 | 2016,2011 | 1:9 | 1.316%
h2_elec_conversion | power | 15024.9928 | 2016 | 2011 | 1 | 9 | 2016,2011 | 1:9 | -46.26%
h2_salt_cavern | hydrogen | 26830.3443 | 2016 | 2011 | 1 | 9 | 2016,2011 | 1:9 | -4.039%
nuclear | power | 1650 | 2016 | 2011 | 1 | 9 | 2016,2011 | 1:9 | 0%
offshore_wind | power | 29827.9311 | 2016 | 2011 | 1 | 9 | 2016,2011 | 1:9 | 12.32%
onshore_wind | power | 16000 | 2016 | 2011 | 1 | 9 | 2016,2011 | 1:9 | 0%
solar | power | 42776.4695 | 2016 | 2011 | 1 | 9 | 2016,2011 | 1:9 | -14.51%
battery | power | 3008.0022 | 2016 | 2012 | 1 | 9 | 2016,2012 | 1:9 | -17.47%
electrolyser | hydrogen | 8367.892 | 2016 | 2012 | 1 | 9 | 2016,2012 | 1:9 | 19.13%
h2_elec_conversion | power | 15115.2375 | 2016 | 2012 | 1 | 9 | 2016,2012 | 1:9 | -45.94%
h2_salt_cavern | hydrogen | 26991.4956 | 2016 | 2012 | 1 | 9 | 2016,2012 | 1:9 | -3.463%
nuclear | power | 1650 | 2016 | 2012 | 1 | 9 | 2016,2012 | 1:9 | 0%
offshore_wind | power | 30687.5175 | 2016 | 2012 | 1 | 9 | 2016,2012 | 1:9 | 15.56%
onshore_wind | power | 16000 | 2016 | 2012 | 1 | 9 | 2016,2012 | 1:9 | 0%
solar | power | 47026.9433 | 2016 | 2012 | 1 | 9 | 2016,2012 | 1:9 | -6.014%
battery | power | 3745.5935 | 2016 | 2013 | 1 | 9 | 2016,2013 | 1:9 | 2.77%
electrolyser | hydrogen | 7025.8599 | 2016 | 2013 | 1 | 9 | 2016,2013 | 1:9 | 0.02458%
h2_elec_conversion | power | 15000.6703 | 2016 | 2013 | 1 | 9 | 2016,2013 | 1:9 | -46.35%
h2_salt_cavern | hydrogen | 26786.9112 | 2016 | 2013 | 1 | 9 | 2016,2013 | 1:9 | -4.195%
nuclear | power | 1650 | 2016 | 2013 | 1 | 9 | 2016,2013 | 1:9 | 0%
offshore_wind | power | 27936.5237 | 2016 | 2013 | 1 | 9 | 2016,2013 | 1:9 | 5.199%
onshore_wind | power | 16000 | 2016 | 2013 | 1 | 9 | 2016,2013 | 1:9 | 0%
solar | power | 46924.7928 | 2016 | 2013 | 1 | 9 | 2016,2013 | 1:9 | -6.218%
battery | power | 3077.7457 | 2016 | 2014 | 1 | 9 | 2016,2014 | 1:9 | -15.55%
electrolyser | hydrogen | 7480.8207 | 2016 | 2014 | 1 | 9 | 2016,2014 | 1:9 | 6.502%
h2_elec_conversion | power | 15110.3193 | 2016 | 2014 | 1 | 9 | 2016,2014 | 1:9 | -45.96%
h2_salt_cavern | hydrogen | 26982.713 | 2016 | 2014 | 1 | 9 | 2016,2014 | 1:9 | -3.494%
nuclear | power | 1650 | 2016 | 2014 | 1 | 9 | 2016,2014 | 1:9 | 0%
offshore_wind | power | 26948.1429 | 2016 | 2014 | 1 | 9 | 2016,2014 | 1:9 | 1.477%
onshore_wind | power | 16000 | 2016 | 2014 | 1 | 9 | 2016,2014 | 1:9 | 0%
solar | power | 47749.266 | 2016 | 2014 | 1 | 9 | 2016,2014 | 1:9 | -4.57%
battery | power | 3437.175 | 2016 | 2015 | 1 | 9 | 2016,2015 | 1:9 | -5.692%
electrolyser | hydrogen | 7362.5865 | 2016 | 2015 | 1 | 9 | 2016,2015 | 1:9 | 4.818%
h2_elec_conversion | power | 15184.7749 | 2016 | 2015 | 1 | 9 | 2016,2015 | 1:9 | -45.69%
h2_salt_cavern | hydrogen | 27115.6694 | 2016 | 2015 | 1 | 9 | 2016,2015 | 1:9 | -3.019%
nuclear | power | 1650 | 2016 | 2015 | 1 | 9 | 2016,2015 | 1:9 | 0%
offshore_wind | power | 27281.3853 | 2016 | 2015 | 1 | 9 | 2016,2015 | 1:9 | 2.732%
onshore_wind | power | 16000 | 2016 | 2015 | 1 | 9 | 2016,2015 | 1:9 | 0%
solar | power | 46355.5229 | 2016 | 2015 | 1 | 9 | 2016,2015 | 1:9 | -7.356%
battery | power | 4704.6696 | 2016 | 2017 | 1 | 9 | 2016,2017 | 1:9 | 29.08%
electrolyser | hydrogen | 7150.1049 | 2016 | 2017 | 1 | 9 | 2016,2017 | 1:9 | 1.793%
h2_elec_conversion | power | 14896.5437 | 2016 | 2017 | 1 | 9 | 2016,2017 | 1:9 | -46.72%
h2_salt_cavern | hydrogen | 26600.9708 | 2016 | 2017 | 1 | 9 | 2016,2017 | 1:9 | -4.86%
nuclear | power | 1650 | 2016 | 2017 | 1 | 9 | 2016,2017 | 1:9 | 0%
offshore_wind | power | 28636.2689 | 2016 | 2017 | 1 | 9 | 2016,2017 | 1:9 | 7.834%
onshore_wind | power | 16000 | 2016 | 2017 | 1 | 9 | 2016,2017 | 1:9 | 0%
solar | power | 46873.0495 | 2016 | 2017 | 1 | 9 | 2016,2017 | 1:9 | -6.321%
battery | power | 3841.6893 | 2016 | 2018 | 1 | 9 | 2016,2018 | 1:9 | 5.407%
electrolyser | hydrogen | 7432.0283 | 2016 | 2018 | 1 | 9 | 2016,2018 | 1:9 | 5.807%
h2_elec_conversion | power | 14988.7952 | 2016 | 2018 | 1 | 9 | 2016,2018 | 1:9 | -46.39%
h2_salt_cavern | hydrogen | 26765.7057 | 2016 | 2018 | 1 | 9 | 2016,2018 | 1:9 | -4.27%
nuclear | power | 1650 | 2016 | 2018 | 1 | 9 | 2016,2018 | 1:9 | 0%
offshore_wind | power | 25783.355 | 2016 | 2018 | 1 | 9 | 2016,2018 | 1:9 | -2.909%
onshore_wind | power | 16000 | 2016 | 2018 | 1 | 9 | 2016,2018 | 1:9 | 0%
solar | power | 49011.6339 | 2016 | 2018 | 1 | 9 | 2016,2018 | 1:9 | -2.047%
battery | power | 3656.8804 | 2016 | 2019 | 1 | 9 | 2016,2019 | 1:9 | 0.3359%
electrolyser | hydrogen | 7418.2729 | 2016 | 2019 | 1 | 9 | 2016,2019 | 1:9 | 5.611%
h2_elec_conversion | power | 15014.9229 | 2016 | 2019 | 1 | 9 | 2016,2019 | 1:9 | -46.3%
h2_salt_cavern | hydrogen | 26812.3622 | 2016 | 2019 | 1 | 9 | 2016,2019 | 1:9 | -4.104%
nuclear | power | 1650 | 2016 | 2019 | 1 | 9 | 2016,2019 | 1:9 | 0%
offshore_wind | power | 27989.1035 | 2016 | 2019 | 1 | 9 | 2016,2019 | 1:9 | 5.397%
onshore_wind | power | 16000 | 2016 | 2019 | 1 | 9 | 2016,2019 | 1:9 | 0%
solar | power | 44546.736 | 2016 | 2019 | 1 | 9 | 2016,2019 | 1:9 | -10.97%
battery | power | 2350.9169 | 2017 | 2010 | 1 | 9 | 2017,2010 | 1:9 | -35.5%
electrolyser | hydrogen | 8063.0672 | 2017 | 2010 | 1 | 9 | 2017,2010 | 1:9 | 14.79%
h2_elec_conversion | power | 15796.8 | 2017 | 2010 | 1 | 9 | 2017,2010 | 1:9 | -43.5%
h2_salt_cavern | hydrogen | 28208.5714 | 2017 | 2010 | 1 | 9 | 2017,2010 | 1:9 | 0.8901%
nuclear | power | 1650 | 2017 | 2010 | 1 | 9 | 2017,2010 | 1:9 | 0%
offshore_wind | power | 28702.0116 | 2017 | 2010 | 1 | 9 | 2017,2010 | 1:9 | 8.082%
onshore_wind | power | 16000 | 2017 | 2010 | 1 | 9 | 2017,2010 | 1:9 | 0%
solar | power | 45693.2314 | 2017 | 2010 | 1 | 9 | 2017,2010 | 1:9 | -8.679%
battery | power | 5113.7773 | 2017 | 2011 | 1 | 9 | 2017,2011 | 1:9 | 40.31%
electrolyser | hydrogen | 7812.9424 | 2017 | 2011 | 1 | 9 | 2017,2011 | 1:9 | 11.23%
h2_elec_conversion | power | 14833.9006 | 2017 | 2011 | 1 | 9 | 2017,2011 | 1:9 | -46.95%
h2_salt_cavern | hydrogen | 26489.1082 | 2017 | 2011 | 1 | 9 | 2017,2011 | 1:9 | -5.26%
nuclear | power | 1650 | 2017 | 2011 | 1 | 9 | 2017,2011 | 1:9 | 0%
offshore_wind | power | 25306.7106 | 2017 | 2011 | 1 | 9 | 2017,2011 | 1:9 | -4.704%
onshore_wind | power | 16000 | 2017 | 2011 | 1 | 9 | 2017,2011 | 1:9 | 0%
solar | power | 44672.1013 | 2017 | 2011 | 1 | 9 | 2017,2011 | 1:9 | -10.72%
battery | power | 2566.5025 | 2017 | 2012 | 1 | 9 | 2017,2012 | 1:9 | -29.58%
electrolyser | hydrogen | 7907.5172 | 2017 | 2012 | 1 | 9 | 2017,2012 | 1:9 | 12.58%
h2_elec_conversion | power | 15244.1826 | 2017 | 2012 | 1 | 9 | 2017,2012 | 1:9 | -45.48%
h2_salt_cavern | hydrogen | 27221.7546 | 2017 | 2012 | 1 | 9 | 2017,2012 | 1:9 | -2.639%
nuclear | power | 1650 | 2017 | 2012 | 1 | 9 | 2017,2012 | 1:9 | 0%
offshore_wind | power | 26761.4515 | 2017 | 2012 | 1 | 9 | 2017,2012 | 1:9 | 0.7744%
onshore_wind | power | 16000 | 2017 | 2012 | 1 | 9 | 2017,2012 | 1:9 | 0%
solar | power | 41679.6009 | 2017 | 2012 | 1 | 9 | 2017,2012 | 1:9 | -16.7%
battery | power | 1804.84 | 2017 | 2013 | 1 | 9 | 2017,2013 | 1:9 | -50.48%
electrolyser | hydrogen | 7923.3077 | 2017 | 2013 | 1 | 9 | 2017,2013 | 1:9 | 12.8%
h2_elec_conversion | power | 15366.5176 | 2017 | 2013 | 1 | 9 | 2017,2013 | 1:9 | -45.04%
h2_salt_cavern | hydrogen | 27440.2101 | 2017 | 2013 | 1 | 9 | 2017,2013 | 1:9 | -1.858%
nuclear | power | 1650 | 2017 | 2013 | 1 | 9 | 2017,2013 | 1:9 | 0%
offshore_wind | power | 27523.7073 | 2017 | 2013 | 1 | 9 | 2017,2013 | 1:9 | 3.645%
onshore_wind | power | 16000 | 2017 | 2013 | 1 | 9 | 2017,2013 | 1:9 | 0%
solar | power | 40406.1758 | 2017 | 2013 | 1 | 9 | 2017,2013 | 1:9 | -19.25%
battery | power | 4000.2086 | 2017 | 2014 | 1 | 9 | 2017,2014 | 1:9 | 9.756%
electrolyser | hydrogen | 7754.1032 | 2017 | 2014 | 1 | 9 | 2017,2014 | 1:9 | 10.39%
h2_elec_conversion | power | 15012.979 | 2017 | 2014 | 1 | 9 | 2017,2014 | 1:9 | -46.3%
h2_salt_cavern | hydrogen | 26808.8911 | 2017 | 2014 | 1 | 9 | 2017,2014 | 1:9 | -4.116%
nuclear | power | 1650 | 2017 | 2014 | 1 | 9 | 2017,2014 | 1:9 | 0%
offshore_wind | power | 26210.0904 | 2017 | 2014 | 1 | 9 | 2017,2014 | 1:9 | -1.302%
onshore_wind | power | 16000 | 2017 | 2014 | 1 | 9 | 2017,2014 | 1:9 | 0%
solar | power | 47432.7409 | 2017 | 2014 | 1 | 9 | 2017,2014 | 1:9 | -5.203%
battery | power | 3429.5931 | 2017 | 2015 | 1 | 9 | 2017,2015 | 1:9 | -5.9%
electrolyser | hydrogen | 7978.6118 | 2017 | 2015 | 1 | 9 | 2017,2015 | 1:9 | 13.59%
h2_elec_conversion | power | 15186.954 | 2017 | 2015 | 1 | 9 | 2017,2015 | 1:9 | -45.68%
h2_salt_cavern | hydrogen | 27119.5607 | 2017 | 2015 | 1 | 9 | 2017,2015 | 1:9 | -3.005%
nuclear | power | 1650 | 2017 | 2015 | 1 | 9 | 2017,2015 | 1:9 | 0%
offshore_wind | power | 24557.5049 | 2017 | 2015 | 1 | 9 | 2017,2015 | 1:9 | -7.525%
onshore_wind | power | 16000 | 2017 | 2015 | 1 | 9 | 2017,2015 | 1:9 | 0%
solar | power | 44837.8618 | 2017 | 2015 | 1 | 9 | 2017,2015 | 1:9 | -10.39%
battery | power | 4705.4369 | 2017 | 2016 | 1 | 9 | 2017,2016 | 1:9 | 29.11%
electrolyser | hydrogen | 7154.4574 | 2017 | 2016 | 1 | 9 | 2017,2016 | 1:9 | 1.855%
h2_elec_conversion | power | 14896.4283 | 2017 | 2016 | 1 | 9 | 2017,2016 | 1:9 | -46.72%
h2_salt_cavern | hydrogen | 26600.7648 | 2017 | 2016 | 1 | 9 | 2017,2016 | 1:9 | -4.86%
nuclear | power | 1650 | 2017 | 2016 | 1 | 9 | 2017,2016 | 1:9 | 0%
offshore_wind | power | 28627.9944 | 2017 | 2016 | 1 | 9 | 2017,2016 | 1:9 | 7.803%
onshore_wind | power | 16000 | 2017 | 2016 | 1 | 9 | 2017,2016 | 1:9 | 0%
solar | power | 46894.4841 | 2017 | 2016 | 1 | 9 | 2017,2016 | 1:9 | -6.279%
battery | power | 5681.4422 | 2017 | 2018 | 1 | 9 | 2017,2018 | 1:9 | 55.88%
electrolyser | hydrogen | 7484.2906 | 2017 | 2018 | 1 | 9 | 2017,2018 | 1:9 | 6.551%
h2_elec_conversion | power | 14741.3963 | 2017 | 2018 | 1 | 9 | 2017,2018 | 1:9 | -47.28%
h2_salt_cavern | hydrogen | 26323.922 | 2017 | 2018 | 1 | 9 | 2017,2018 | 1:9 | -5.851%
nuclear | power | 1650 | 2017 | 2018 | 1 | 9 | 2017,2018 | 1:9 | 0%
offshore_wind | power | 26003.6806 | 2017 | 2018 | 1 | 9 | 2017,2018 | 1:9 | -2.079%
onshore_wind | power | 16000 | 2017 | 2018 | 1 | 9 | 2017,2018 | 1:9 | 0%
solar | power | 42996.8955 | 2017 | 2018 | 1 | 9 | 2017,2018 | 1:9 | -14.07%
battery | power | 3590.9034 | 2017 | 2019 | 1 | 9 | 2017,2019 | 1:9 | -1.474%
electrolyser | hydrogen | 7274.0021 | 2017 | 2019 | 1 | 9 | 2017,2019 | 1:9 | 3.557%
h2_elec_conversion | power | 15077.3018 | 2017 | 2019 | 1 | 9 | 2017,2019 | 1:9 | -46.07%
h2_salt_cavern | hydrogen | 26923.7532 | 2017 | 2019 | 1 | 9 | 2017,2019 | 1:9 | -3.705%
nuclear | power | 1650 | 2017 | 2019 | 1 | 9 | 2017,2019 | 1:9 | 0%
offshore_wind | power | 27970.3002 | 2017 | 2019 | 1 | 9 | 2017,2019 | 1:9 | 5.326%
onshore_wind | power | 16000 | 2017 | 2019 | 1 | 9 | 2017,2019 | 1:9 | 0%
solar | power | 38281.282 | 2017 | 2019 | 1 | 9 | 2017,2019 | 1:9 | -23.49%
battery | power | 2351.3974 | 2018 | 2010 | 1 | 9 | 2018,2010 | 1:9 | -35.48%
electrolyser | hydrogen | 8052.2521 | 2018 | 2010 | 1 | 9 | 2018,2010 | 1:9 | 14.64%
h2_elec_conversion | power | 15796.8 | 2018 | 2010 | 1 | 9 | 2018,2010 | 1:9 | -43.5%
h2_salt_cavern | hydrogen | 28208.5714 | 2018 | 2010 | 1 | 9 | 2018,2010 | 1:9 | 0.8901%
nuclear | power | 1650 | 2018 | 2010 | 1 | 9 | 2018,2010 | 1:9 | 0%
offshore_wind | power | 27148.5133 | 2018 | 2010 | 1 | 9 | 2018,2010 | 1:9 | 2.232%
onshore_wind | power | 16000 | 2018 | 2010 | 1 | 9 | 2018,2010 | 1:9 | 0%
solar | power | 45077.0715 | 2018 | 2010 | 1 | 9 | 2018,2010 | 1:9 | -9.911%
battery | power | 3753.5586 | 2018 | 2011 | 1 | 9 | 2018,2011 | 1:9 | 2.989%
electrolyser | hydrogen | 7177.2403 | 2018 | 2011 | 1 | 9 | 2018,2011 | 1:9 | 2.18%
h2_elec_conversion | power | 14974.0278 | 2018 | 2011 | 1 | 9 | 2018,2011 | 1:9 | -46.44%
h2_salt_cavern | hydrogen | 26739.3354 | 2018 | 2011 | 1 | 9 | 2018,2011 | 1:9 | -4.365%
nuclear | power | 1650 | 2018 | 2011 | 1 | 9 | 2018,2011 | 1:9 | 0%
offshore_wind | power | 26362.2763 | 2018 | 2011 | 1 | 9 | 2018,2011 | 1:9 | -0.7288%
onshore_wind | power | 16000 | 2018 | 2011 | 1 | 9 | 2018,2011 | 1:9 | 0%
solar | power | 40842.6691 | 2018 | 2011 | 1 | 9 | 2018,2011 | 1:9 | -18.37%
battery | power | 3292.9904 | 2018 | 2012 | 1 | 9 | 2018,2012 | 1:9 | -9.648%
electrolyser | hydrogen | 7447.6351 | 2018 | 2012 | 1 | 9 | 2018,2012 | 1:9 | 6.029%
h2_elec_conversion | power | 15087.4871 | 2018 | 2012 | 1 | 9 | 2018,2012 | 1:9 | -46.04%
h2_salt_cavern | hydrogen | 26941.9413 | 2018 | 2012 | 1 | 9 | 2018,2012 | 1:9 | -3.64%
nuclear | power | 1650 | 2018 | 2012 | 1 | 9 | 2018,2012 | 1:9 | 0%
offshore_wind | power | 25128.2011 | 2018 | 2012 | 1 | 9 | 2018,2012 | 1:9 | -5.376%
onshore_wind | power | 16000 | 2018 | 2012 | 1 | 9 | 2018,2012 | 1:9 | 0%
solar | power | 44408.256 | 2018 | 2012 | 1 | 9 | 2018,2012 | 1:9 | -11.25%
battery | power | 2781.9321 | 2018 | 2013 | 1 | 9 | 2018,2013 | 1:9 | -23.67%
electrolyser | hydrogen | 7269.2363 | 2018 | 2013 | 1 | 9 | 2018,2013 | 1:9 | 3.489%
h2_elec_conversion | power | 14769.3237 | 2018 | 2013 | 1 | 9 | 2018,2013 | 1:9 | -47.18%
h2_salt_cavern | hydrogen | 26373.7924 | 2018 | 2013 | 1 | 9 | 2018,2013 | 1:9 | -5.672%
nuclear | power | 1650 | 2018 | 2013 | 1 | 9 | 2018,2013 | 1:9 | 0%
offshore_wind | power | 26277.7808 | 2018 | 2013 | 1 | 9 | 2018,2013 | 1:9 | -1.047%
onshore_wind | power | 16000 | 2018 | 2013 | 1 | 9 | 2018,2013 | 1:9 | 0%
solar | power | 41076.1904 | 2018 | 2013 | 1 | 9 | 2018,2013 | 1:9 | -17.91%
battery | power | 4881.1218 | 2018 | 2014 | 1 | 9 | 2018,2014 | 1:9 | 33.93%
electrolyser | hydrogen | 8358.7542 | 2018 | 2014 | 1 | 9 | 2018,2014 | 1:9 | 19%
h2_elec_conversion | power | 14924.3641 | 2018 | 2014 | 1 | 9 | 2018,2014 | 1:9 | -46.62%
h2_salt_cavern | hydrogen | 26650.6503 | 2018 | 2014 | 1 | 9 | 2018,2014 | 1:9 | -4.682%
nuclear | power | 1650 | 2018 | 2014 | 1 | 9 | 2018,2014 | 1:9 | 0%
offshore_wind | power | 21879.9902 | 2018 | 2014 | 1 | 9 | 2018,2014 | 1:9 | -17.61%
onshore_wind | power | 16000 | 2018 | 2014 | 1 | 9 | 2018,2014 | 1:9 | 0%
solar | power | 54395.1291 | 2018 | 2014 | 1 | 9 | 2018,2014 | 1:9 | 8.712%
battery | power | 3429.7508 | 2018 | 2015 | 1 | 9 | 2018,2015 | 1:9 | -5.896%
electrolyser | hydrogen | 7475.7039 | 2018 | 2015 | 1 | 9 | 2018,2015 | 1:9 | 6.429%
h2_elec_conversion | power | 15186.9087 | 2018 | 2015 | 1 | 9 | 2018,2015 | 1:9 | -45.68%
h2_salt_cavern | hydrogen | 27119.4797 | 2018 | 2015 | 1 | 9 | 2018,2015 | 1:9 | -3.005%
nuclear | power | 1650 | 2018 | 2015 | 1 | 9 | 2018,2015 | 1:9 | 0%
offshore_wind | power | 24614.1787 | 2018 | 2015 | 1 | 9 | 2018,2015 | 1:9 | -7.312%
onshore_wind | power | 16000 | 2018 | 2015 | 1 | 9 | 2018,2015 | 1:9 | 0%
solar | power | 41519.2768 | 2018 | 2015 | 1 | 9 | 2018,2015 | 1:9 | -17.02%
battery | power | 3841.4328 | 2018 | 2016 | 1 | 9 | 2018,2016 | 1:9 | 5.4%
electrolyser | hydrogen | 7432.6112 | 2018 | 2016 | 1 | 9 | 2018,2016 | 1:9 | 5.815%
h2_elec_conversion | power | 14988.8343 | 2018 | 2016 | 1 | 9 | 2018,2016 | 1:9 | -46.39%
h2_salt_cavern | hydrogen | 26765.7755 | 2018 | 2016 | 1 | 9 | 2018,2016 | 1:9 | -4.27%
nuclear | power | 1650 | 2018 | 2016 | 1 | 9 | 2018,2016 | 1:9 | 0%
offshore_wind | power | 25784.7432 | 2018 | 2016 | 1 | 9 | 2018,2016 | 1:9 | -2.904%
onshore_wind | power | 16000 | 2018 | 2016 | 1 | 9 | 2018,2016 | 1:9 | 0%
solar | power | 49005.0452 | 2018 | 2016 | 1 | 9 | 2018,2016 | 1:9 | -2.06%
battery | power | 5681.4398 | 2018 | 2017 | 1 | 9 | 2018,2017 | 1:9 | 55.88%
electrolyser | hydrogen | 7475.8197 | 2018 | 2017 | 1 | 9 | 2018,2017 | 1:9 | 6.43%
h2_elec_conversion | power | 14741.3887 | 2018 | 2017 | 1 | 9 | 2018,2017 | 1:9 | -47.28%
h2_salt_cavern | hydrogen | 26323.9085 | 2018 | 2017 | 1 | 9 | 2018,2017 | 1:9 | -5.851%
nuclear | power | 1650 | 2018 | 2017 | 1 | 9 | 2018,2017 | 1:9 | 0%
offshore_wind | power | 26011.2653 | 2018 | 2017 | 1 | 9 | 2018,2017 | 1:9 | -2.051%
onshore_wind | power | 16000 | 2018 | 2017 | 1 | 9 | 2018,2017 | 1:9 | 0%
solar | power | 43029.018 | 2018 | 2017 | 1 | 9 | 2018,2017 | 1:9 | -14%
battery | power | 3565.302 | 2018 | 2019 | 1 | 9 | 2018,2019 | 1:9 | -2.177%
electrolyser | hydrogen | 7199.9044 | 2018 | 2019 | 1 | 9 | 2018,2019 | 1:9 | 2.502%
h2_elec_conversion | power | 14889.0691 | 2018 | 2019 | 1 | 9 | 2018,2019 | 1:9 | -46.75%
h2_salt_cavern | hydrogen | 26587.6233 | 2018 | 2019 | 1 | 9 | 2018,2019 | 1:9 | -4.907%
nuclear | power | 1650 | 2018 | 2019 | 1 | 9 | 2018,2019 | 1:9 | 0%
offshore_wind | power | 26645.519 | 2018 | 2019 | 1 | 9 | 2018,2019 | 1:9 | 0.3378%
onshore_wind | power | 16000 | 2018 | 2019 | 1 | 9 | 2018,2019 | 1:9 | 0%
solar | power | 38880.6986 | 2018 | 2019 | 1 | 9 | 2018,2019 | 1:9 | -22.29%
battery | power | 2350.8348 | 2019 | 2010 | 1 | 9 | 2019,2010 | 1:9 | -35.5%
electrolyser | hydrogen | 7974.034 | 2019 | 2010 | 1 | 9 | 2019,2010 | 1:9 | 13.52%
h2_elec_conversion | power | 15796.8 | 2019 | 2010 | 1 | 9 | 2019,2010 | 1:9 | -43.5%
h2_salt_cavern | hydrogen | 28208.5714 | 2019 | 2010 | 1 | 9 | 2019,2010 | 1:9 | 0.8901%
nuclear | power | 1650 | 2019 | 2010 | 1 | 9 | 2019,2010 | 1:9 | 0%
offshore_wind | power | 28967.4989 | 2019 | 2010 | 1 | 9 | 2019,2010 | 1:9 | 9.082%
onshore_wind | power | 16000 | 2019 | 2010 | 1 | 9 | 2019,2010 | 1:9 | 0%
solar | power | 40950.6467 | 2019 | 2010 | 1 | 9 | 2019,2010 | 1:9 | -18.16%
battery | power | 3055.3043 | 2019 | 2011 | 1 | 9 | 2019,2011 | 1:9 | -16.17%
electrolyser | hydrogen | 6905.6709 | 2019 | 2011 | 1 | 9 | 2019,2011 | 1:9 | -1.687%
h2_elec_conversion | power | 15078.0004 | 2019 | 2011 | 1 | 9 | 2019,2011 | 1:9 | -46.07%
h2_salt_cavern | hydrogen | 26925.0008 | 2019 | 2011 | 1 | 9 | 2019,2011 | 1:9 | -3.701%
nuclear | power | 1650 | 2019 | 2011 | 1 | 9 | 2019,2011 | 1:9 | 0%
offshore_wind | power | 27939.5954 | 2019 | 2011 | 1 | 9 | 2019,2011 | 1:9 | 5.211%
onshore_wind | power | 16000 | 2019 | 2011 | 1 | 9 | 2019,2011 | 1:9 | 0%
solar | power | 37113.1551 | 2019 | 2011 | 1 | 9 | 2019,2011 | 1:9 | -25.83%
battery | power | 2241.6199 | 2019 | 2012 | 1 | 9 | 2019,2012 | 1:9 | -38.5%
electrolyser | hydrogen | 7149.4297 | 2019 | 2012 | 1 | 9 | 2019,2012 | 1:9 | 1.784%
h2_elec_conversion | power | 15229.2096 | 2019 | 2012 | 1 | 9 | 2019,2012 | 1:9 | -45.53%
h2_salt_cavern | hydrogen | 27195.0171 | 2019 | 2012 | 1 | 9 | 2019,2012 | 1:9 | -2.735%
nuclear | power | 1650 | 2019 | 2012 | 1 | 9 | 2019,2012 | 1:9 | 0%
offshore_wind | power | 27818.5914 | 2019 | 2012 | 1 | 9 | 2019,2012 | 1:9 | 4.755%
onshore_wind | power | 16000 | 2019 | 2012 | 1 | 9 | 2019,2012 | 1:9 | 0%
solar | power | 36925.4496 | 2019 | 2012 | 1 | 9 | 2019,2012 | 1:9 | -26.2%
battery | power | 3092.5589 | 2019 | 2013 | 1 | 9 | 2019,2013 | 1:9 | -15.15%
electrolyser | hydrogen | 7042.2648 | 2019 | 2013 | 1 | 9 | 2019,2013 | 1:9 | 0.2581%
h2_elec_conversion | power | 14949.0678 | 2019 | 2013 | 1 | 9 | 2019,2013 | 1:9 | -46.53%
h2_salt_cavern | hydrogen | 26694.764 | 2019 | 2013 | 1 | 9 | 2019,2013 | 1:9 | -4.524%
nuclear | power | 1650 | 2019 | 2013 | 1 | 9 | 2019,2013 | 1:9 | 0%
offshore_wind | power | 27831.6583 | 2019 | 2013 | 1 | 9 | 2019,2013 | 1:9 | 4.804%
onshore_wind | power | 16000 | 2019 | 2013 | 1 | 9 | 2019,2013 | 1:9 | 0%
solar | power | 37061.6213 | 2019 | 2013 | 1 | 9 | 2019,2013 | 1:9 | -25.93%
battery | power | 4923.6517 | 2019 | 2014 | 1 | 9 | 2019,2014 | 1:9 | 35.09%
electrolyser | hydrogen | 8310.7844 | 2019 | 2014 | 1 | 9 | 2019,2014 | 1:9 | 18.32%
h2_elec_conversion | power | 14919.3722 | 2019 | 2014 | 1 | 9 | 2019,2014 | 1:9 | -46.64%
h2_salt_cavern | hydrogen | 26641.7361 | 2019 | 2014 | 1 | 9 | 2019,2014 | 1:9 | -4.714%
nuclear | power | 1650 | 2019 | 2014 | 1 | 9 | 2019,2014 | 1:9 | 0%
offshore_wind | power | 22219.5753 | 2019 | 2014 | 1 | 9 | 2019,2014 | 1:9 | -16.33%
onshore_wind | power | 16000 | 2019 | 2014 | 1 | 9 | 2019,2014 | 1:9 | 0%
solar | power | 53716.895 | 2019 | 2014 | 1 | 9 | 2019,2014 | 1:9 | 7.356%
battery | power | 1469.4249 | 2019 | 2015 | 1 | 9 | 2019,2015 | 1:9 | -59.68%
electrolyser | hydrogen | 7126.6521 | 2019 | 2015 | 1 | 9 | 2019,2015 | 1:9 | 1.46%
h2_elec_conversion | power | 15503.0094 | 2019 | 2015 | 1 | 9 | 2019,2015 | 1:9 | -44.55%
h2_salt_cavern | hydrogen | 27683.9453 | 2019 | 2015 | 1 | 9 | 2019,2015 | 1:9 | -0.9863%
nuclear | power | 1650 | 2019 | 2015 | 1 | 9 | 2019,2015 | 1:9 | 0%
offshore_wind | power | 26953.1485 | 2019 | 2015 | 1 | 9 | 2019,2015 | 1:9 | 1.496%
onshore_wind | power | 16000 | 2019 | 2015 | 1 | 9 | 2019,2015 | 1:9 | 0%
solar | power | 35044.7934 | 2019 | 2015 | 1 | 9 | 2019,2015 | 1:9 | -29.96%
battery | power | 3657.3976 | 2019 | 2016 | 1 | 9 | 2019,2016 | 1:9 | 0.3501%
electrolyser | hydrogen | 7421.8633 | 2019 | 2016 | 1 | 9 | 2019,2016 | 1:9 | 5.662%
h2_elec_conversion | power | 15014.8655 | 2019 | 2016 | 1 | 9 | 2019,2016 | 1:9 | -46.3%
h2_salt_cavern | hydrogen | 26812.2599 | 2019 | 2016 | 1 | 9 | 2019,2016 | 1:9 | -4.104%
nuclear | power | 1650 | 2019 | 2016 | 1 | 9 | 2019,2016 | 1:9 | 0%
offshore_wind | power | 27973.6315 | 2019 | 2016 | 1 | 9 | 2019,2016 | 1:9 | 5.339%
onshore_wind | power | 16000 | 2019 | 2016 | 1 | 9 | 2019,2016 | 1:9 | 0%
solar | power | 44557.0605 | 2019 | 2016 | 1 | 9 | 2019,2016 | 1:9 | -10.95%
battery | power | 3520.7791 | 2019 | 2017 | 1 | 9 | 2019,2017 | 1:9 | -3.398%
electrolyser | hydrogen | 7271.3402 | 2019 | 2017 | 1 | 9 | 2019,2017 | 1:9 | 3.519%
h2_elec_conversion | power | 15088.6263 | 2019 | 2017 | 1 | 9 | 2019,2017 | 1:9 | -46.03%
h2_salt_cavern | hydrogen | 26943.9756 | 2019 | 2017 | 1 | 9 | 2019,2017 | 1:9 | -3.633%
nuclear | power | 1650 | 2019 | 2017 | 1 | 9 | 2019,2017 | 1:9 | 0%
offshore_wind | power | 27981.9291 | 2019 | 2017 | 1 | 9 | 2019,2017 | 1:9 | 5.37%
onshore_wind | power | 16000 | 2019 | 2017 | 1 | 9 | 2019,2017 | 1:9 | 0%
solar | power | 38287.4993 | 2019 | 2017 | 1 | 9 | 2019,2017 | 1:9 | -23.48%
battery | power | 3546.276 | 2019 | 2018 | 1 | 9 | 2019,2018 | 1:9 | -2.699%
electrolyser | hydrogen | 7181.9435 | 2019 | 2018 | 1 | 9 | 2019,2018 | 1:9 | 2.247%
h2_elec_conversion | power | 14891.2106 | 2019 | 2018 | 1 | 9 | 2019,2018 | 1:9 | -46.74%
h2_salt_cavern | hydrogen | 26591.4475 | 2019 | 2018 | 1 | 9 | 2019,2018 | 1:9 | -4.894%
nuclear | power | 1650 | 2019 | 2018 | 1 | 9 | 2019,2018 | 1:9 | 0%
offshore_wind | power | 26712.9806 | 2019 | 2018 | 1 | 9 | 2019,2018 | 1:9 | 0.5918%
onshore_wind | power | 16000 | 2019 | 2018 | 1 | 9 | 2019,2018 | 1:9 | 0%
solar | power | 38751.9803 | 2019 | 2018 | 1 | 9 | 2019,2018 | 1:9 | -22.55%

## Cleaned
techs | carriers | Flow Cap (MW) | WY1 | WY2 | Weight1 | Weight2 | Year Coupling | Weight Ratio
battery | power | 2336.6079 | 2010 | 2011 | 1 | 9 | 2010,2011 | 1:9
electrolyser | hydrogen | 7482.1738 | 2010 | 2011 | 1 | 9 | 2010,2011 | 1:9
h2_elec_conversion | power | 15799.0968 | 2010 | 2011 | 1 | 9 | 2010,2011 | 1:9
h2_salt_cavern | hydrogen | 28212.6728 | 2010 | 2011 | 1 | 9 | 2010,2011 | 1:9
nuclear | power | 1650 | 2010 | 2011 | 1 | 9 | 2010,2011 | 1:9
offshore_wind | power | 29032.0664 | 2010 | 2011 | 1 | 9 | 2010,2011 | 1:9
onshore_wind | power | 16000 | 2010 | 2011 | 1 | 9 | 2010,2011 | 1:9
solar | power | 41063.3735 | 2010 | 2011 | 1 | 9 | 2010,2011 | 1:9
battery | power | 2350.9836 | 2010 | 2012 | 1 | 9 | 2010,2012 | 1:9
electrolyser | hydrogen | 7998.1498 | 2010 | 2012 | 1 | 9 | 2010,2012 | 1:9
h2_elec_conversion | power | 15796.8 | 2010 | 2012 | 1 | 9 | 2010,2012 | 1:9
h2_salt_cavern | hydrogen | 28208.5714 | 2010 | 2012 | 1 | 9 | 2010,2012 | 1:9
nuclear | power | 1650 | 2010 | 2012 | 1 | 9 | 2010,2012 | 1:9
offshore_wind | power | 28486.3084 | 2010 | 2012 | 1 | 9 | 2010,2012 | 1:9
onshore_wind | power | 16000 | 2010 | 2012 | 1 | 9 | 2010,2012 | 1:9
solar | power | 43313.2087 | 2010 | 2012 | 1 | 9 | 2010,2012 | 1:9
battery | power | 2336.4947 | 2010 | 2013 | 1 | 9 | 2010,2013 | 1:9
electrolyser | hydrogen | 7794.0636 | 2010 | 2013 | 1 | 9 | 2010,2013 | 1:9
h2_elec_conversion | power | 15799.1334 | 2010 | 2013 | 1 | 9 | 2010,2013 | 1:9
h2_salt_cavern | hydrogen | 28212.7382 | 2010 | 2013 | 1 | 9 | 2010,2013 | 1:9
nuclear | power | 1650 | 2010 | 2013 | 1 | 9 | 2010,2013 | 1:9
offshore_wind | power | 28666.2864 | 2010 | 2013 | 1 | 9 | 2010,2013 | 1:9
onshore_wind | power | 16000 | 2010 | 2013 | 1 | 9 | 2010,2013 | 1:9
solar | power | 43738.0341 | 2010 | 2013 | 1 | 9 | 2010,2013 | 1:9
battery | power | 2351.3366 | 2010 | 2014 | 1 | 9 | 2010,2014 | 1:9
electrolyser | hydrogen | 8221.2878 | 2010 | 2014 | 1 | 9 | 2010,2014 | 1:9
h2_elec_conversion | power | 15796.8 | 2010 | 2014 | 1 | 9 | 2010,2014 | 1:9
h2_salt_cavern | hydrogen | 28208.5714 | 2010 | 2014 | 1 | 9 | 2010,2014 | 1:9
nuclear | power | 1650 | 2010 | 2014 | 1 | 9 | 2010,2014 | 1:9
offshore_wind | power | 27345.0681 | 2010 | 2014 | 1 | 9 | 2010,2014 | 1:9
onshore_wind | power | 16000 | 2010 | 2014 | 1 | 9 | 2010,2014 | 1:9
solar | power | 46409.6051 | 2010 | 2014 | 1 | 9 | 2010,2014 | 1:9
battery | power | 2336.0318 | 2010 | 2015 | 1 | 9 | 2010,2015 | 1:9
electrolyser | hydrogen | 7898.7148 | 2010 | 2015 | 1 | 9 | 2010,2015 | 1:9
h2_elec_conversion | power | 15799.283 | 2010 | 2015 | 1 | 9 | 2010,2015 | 1:9
h2_salt_cavern | hydrogen | 28213.0054 | 2010 | 2015 | 1 | 9 | 2010,2015 | 1:9
nuclear | power | 1650 | 2010 | 2015 | 1 | 9 | 2010,2015 | 1:9
offshore_wind | power | 27169.5382 | 2010 | 2015 | 1 | 9 | 2010,2015 | 1:9
onshore_wind | power | 16000 | 2010 | 2015 | 1 | 9 | 2010,2015 | 1:9
solar | power | 43478.4323 | 2010 | 2015 | 1 | 9 | 2010,2015 | 1:9
battery | power | 2350.1792 | 2010 | 2016 | 1 | 9 | 2010,2016 | 1:9
electrolyser | hydrogen | 7507.2331 | 2010 | 2016 | 1 | 9 | 2010,2016 | 1:9
h2_elec_conversion | power | 15796.8 | 2010 | 2016 | 1 | 9 | 2010,2016 | 1:9
h2_salt_cavern | hydrogen | 28208.5714 | 2010 | 2016 | 1 | 9 | 2010,2016 | 1:9
nuclear | power | 1650 | 2010 | 2016 | 1 | 9 | 2010,2016 | 1:9
offshore_wind | power | 31087.2745 | 2010 | 2016 | 1 | 9 | 2010,2016 | 1:9
onshore_wind | power | 16000 | 2010 | 2016 | 1 | 9 | 2010,2016 | 1:9
solar | power | 44788.9956 | 2010 | 2016 | 1 | 9 | 2010,2016 | 1:9
battery | power | 2350.9093 | 2010 | 2017 | 1 | 9 | 2010,2017 | 1:9
electrolyser | hydrogen | 8045.5804 | 2010 | 2017 | 1 | 9 | 2010,2017 | 1:9
h2_elec_conversion | power | 15796.8 | 2010 | 2017 | 1 | 9 | 2010,2017 | 1:9
h2_salt_cavern | hydrogen | 28208.5714 | 2010 | 2017 | 1 | 9 | 2010,2017 | 1:9
nuclear | power | 1650 | 2010 | 2017 | 1 | 9 | 2010,2017 | 1:9
offshore_wind | power | 28726.7196 | 2010 | 2017 | 1 | 9 | 2010,2017 | 1:9
onshore_wind | power | 16000 | 2010 | 2017 | 1 | 9 | 2010,2017 | 1:9
solar | power | 45733.5096 | 2010 | 2017 | 1 | 9 | 2010,2017 | 1:9
battery | power | 2351.3981 | 2010 | 2018 | 1 | 9 | 2010,2018 | 1:9
electrolyser | hydrogen | 8062.4476 | 2010 | 2018 | 1 | 9 | 2010,2018 | 1:9
h2_elec_conversion | power | 15796.8 | 2010 | 2018 | 1 | 9 | 2010,2018 | 1:9
h2_salt_cavern | hydrogen | 28208.5714 | 2010 | 2018 | 1 | 9 | 2010,2018 | 1:9
nuclear | power | 1650 | 2010 | 2018 | 1 | 9 | 2010,2018 | 1:9
offshore_wind | power | 27146.1377 | 2010 | 2018 | 1 | 9 | 2010,2018 | 1:9
onshore_wind | power | 16000 | 2010 | 2018 | 1 | 9 | 2010,2018 | 1:9
solar | power | 45021.4625 | 2010 | 2018 | 1 | 9 | 2010,2018 | 1:9
battery | power | 2350.8403 | 2010 | 2019 | 1 | 9 | 2010,2019 | 1:9
electrolyser | hydrogen | 7986.8956 | 2010 | 2019 | 1 | 9 | 2010,2019 | 1:9
h2_elec_conversion | power | 15796.8 | 2010 | 2019 | 1 | 9 | 2010,2019 | 1:9
h2_salt_cavern | hydrogen | 28208.5714 | 2010 | 2019 | 1 | 9 | 2010,2019 | 1:9
nuclear | power | 1650 | 2010 | 2019 | 1 | 9 | 2010,2019 | 1:9
offshore_wind | power | 28949.6734 | 2010 | 2019 | 1 | 9 | 2010,2019 | 1:9
onshore_wind | power | 16000 | 2010 | 2019 | 1 | 9 | 2010,2019 | 1:9
solar | power | 40937.1111 | 2010 | 2019 | 1 | 9 | 2010,2019 | 1:9
battery | power | 2336.5921 | 2011 | 2010 | 1 | 9 | 2011,2010 | 1:9
electrolyser | hydrogen | 7513.3807 | 2011 | 2010 | 1 | 9 | 2011,2010 | 1:9
h2_elec_conversion | power | 15799.1019 | 2011 | 2010 | 1 | 9 | 2011,2010 | 1:9
h2_salt_cavern | hydrogen | 28212.6819 | 2011 | 2010 | 1 | 9 | 2011,2010 | 1:9
nuclear | power | 1650 | 2011 | 2010 | 1 | 9 | 2011,2010 | 1:9
offshore_wind | power | 28981.185 | 2011 | 2010 | 1 | 9 | 2011,2010 | 1:9
onshore_wind | power | 16000 | 2011 | 2010 | 1 | 9 | 2011,2010 | 1:9
solar | power | 41022.6174 | 2011 | 2010 | 1 | 9 | 2011,2010 | 1:9
battery | power | 2336.6079 | 2011 | 2010 | 9 | 1 | 2011,2010 | 9:1
electrolyser | hydrogen | 7482.1738 | 2011 | 2010 | 9 | 1 | 2011,2010 | 9:1
h2_elec_conversion | power | 15799.0968 | 2011 | 2010 | 9 | 1 | 2011,2010 | 9:1
h2_salt_cavern | hydrogen | 28212.6728 | 2011 | 2010 | 9 | 1 | 2011,2010 | 9:1
nuclear | power | 1650 | 2011 | 2010 | 9 | 1 | 2011,2010 | 9:1
offshore_wind | power | 29032.0664 | 2011 | 2010 | 9 | 1 | 2011,2010 | 9:1
onshore_wind | power | 16000 | 2011 | 2010 | 9 | 1 | 2011,2010 | 9:1
solar | power | 41063.3735 | 2011 | 2010 | 9 | 1 | 2011,2010 | 9:1
battery | power | 3087.3762 | 2011 | 2012 | 1 | 9 | 2011,2012 | 1:9
electrolyser | hydrogen | 7311.512 | 2011 | 2012 | 1 | 9 | 2011,2012 | 1:9
h2_elec_conversion | power | 15109.0548 | 2011 | 2012 | 1 | 9 | 2011,2012 | 1:9
h2_salt_cavern | hydrogen | 26980.455 | 2011 | 2012 | 1 | 9 | 2011,2012 | 1:9
nuclear | power | 1650 | 2011 | 2012 | 1 | 9 | 2011,2012 | 1:9
offshore_wind | power | 26239.9394 | 2011 | 2012 | 1 | 9 | 2011,2012 | 1:9
onshore_wind | power | 16000 | 2011 | 2012 | 1 | 9 | 2011,2012 | 1:9
solar | power | 41862.989 | 2011 | 2012 | 1 | 9 | 2011,2012 | 1:9
battery | power | 3745.1202 | 2011 | 2013 | 1 | 9 | 2011,2013 | 1:9
electrolyser | hydrogen | 7476.6437 | 2011 | 2013 | 1 | 9 | 2011,2013 | 1:9
h2_elec_conversion | power | 14980.7077 | 2011 | 2013 | 1 | 9 | 2011,2013 | 1:9
h2_salt_cavern | hydrogen | 26751.2638 | 2011 | 2013 | 1 | 9 | 2011,2013 | 1:9
nuclear | power | 1650 | 2011 | 2013 | 1 | 9 | 2011,2013 | 1:9
offshore_wind | power | 25421.449 | 2011 | 2013 | 1 | 9 | 2011,2013 | 1:9
onshore_wind | power | 16000 | 2011 | 2013 | 1 | 9 | 2011,2013 | 1:9
solar | power | 43232.3093 | 2011 | 2013 | 1 | 9 | 2011,2013 | 1:9
battery | power | 2612.6955 | 2011 | 2014 | 1 | 9 | 2011,2014 | 1:9
electrolyser | hydrogen | 7935.7799 | 2011 | 2014 | 1 | 9 | 2011,2014 | 1:9
h2_elec_conversion | power | 15163.6096 | 2011 | 2014 | 1 | 9 | 2011,2014 | 1:9
h2_salt_cavern | hydrogen | 27077.8742 | 2011 | 2014 | 1 | 9 | 2011,2014 | 1:9
nuclear | power | 1650 | 2011 | 2014 | 1 | 9 | 2011,2014 | 1:9
offshore_wind | power | 25452.1546 | 2011 | 2014 | 1 | 9 | 2011,2014 | 1:9
onshore_wind | power | 16000 | 2011 | 2014 | 1 | 9 | 2011,2014 | 1:9
solar | power | 48681.7101 | 2011 | 2014 | 1 | 9 | 2011,2014 | 1:9
battery | power | 3423.0499 | 2011 | 2015 | 1 | 9 | 2011,2015 | 1:9
electrolyser | hydrogen | 7891.0588 | 2011 | 2015 | 1 | 9 | 2011,2015 | 1:9
h2_elec_conversion | power | 15188.8345 | 2011 | 2015 | 1 | 9 | 2011,2015 | 1:9
h2_salt_cavern | hydrogen | 27122.9188 | 2011 | 2015 | 1 | 9 | 2011,2015 | 1:9
nuclear | power | 1650 | 2011 | 2015 | 1 | 9 | 2011,2015 | 1:9
offshore_wind | power | 22206.823 | 2011 | 2015 | 1 | 9 | 2011,2015 | 1:9
onshore_wind | power | 16000 | 2011 | 2015 | 1 | 9 | 2011,2015 | 1:9
solar | power | 46703.8284 | 2011 | 2015 | 1 | 9 | 2011,2015 | 1:9
battery | power | 3573.8273 | 2011 | 2016 | 1 | 9 | 2011,2016 | 1:9
electrolyser | hydrogen | 7165.2788 | 2011 | 2016 | 1 | 9 | 2011,2016 | 1:9
h2_elec_conversion | power | 15025.0351 | 2011 | 2016 | 1 | 9 | 2011,2016 | 1:9
h2_salt_cavern | hydrogen | 26830.4199 | 2011 | 2016 | 1 | 9 | 2011,2016 | 1:9
nuclear | power | 1650 | 2011 | 2016 | 1 | 9 | 2011,2016 | 1:9
offshore_wind | power | 29938.9 | 2011 | 2016 | 1 | 9 | 2011,2016 | 1:9
onshore_wind | power | 16000 | 2011 | 2016 | 1 | 9 | 2011,2016 | 1:9
solar | power | 42763.8687 | 2011 | 2016 | 1 | 9 | 2011,2016 | 1:9
battery | power | 5120.0901 | 2011 | 2017 | 1 | 9 | 2011,2017 | 1:9
electrolyser | hydrogen | 7796.9808 | 2011 | 2017 | 1 | 9 | 2011,2017 | 1:9
h2_elec_conversion | power | 14832.8098 | 2011 | 2017 | 1 | 9 | 2011,2017 | 1:9
h2_salt_cavern | hydrogen | 26487.1603 | 2011 | 2017 | 1 | 9 | 2011,2017 | 1:9
nuclear | power | 1650 | 2011 | 2017 | 1 | 9 | 2011,2017 | 1:9
offshore_wind | power | 25373.6327 | 2011 | 2017 | 1 | 9 | 2011,2017 | 1:9
onshore_wind | power | 16000 | 2011 | 2017 | 1 | 9 | 2011,2017 | 1:9
solar | power | 44500.2992 | 2011 | 2017 | 1 | 9 | 2011,2017 | 1:9
battery | power | 3753.2248 | 2011 | 2018 | 1 | 9 | 2011,2018 | 1:9
electrolyser | hydrogen | 7194.4544 | 2011 | 2018 | 1 | 9 | 2011,2018 | 1:9
h2_elec_conversion | power | 14974.292 | 2011 | 2018 | 1 | 9 | 2011,2018 | 1:9
h2_salt_cavern | hydrogen | 26739.8072 | 2011 | 2018 | 1 | 9 | 2011,2018 | 1:9
nuclear | power | 1650 | 2011 | 2018 | 1 | 9 | 2011,2018 | 1:9
offshore_wind | power | 26325.0689 | 2011 | 2018 | 1 | 9 | 2011,2018 | 1:9
onshore_wind | power | 16000 | 2011 | 2018 | 1 | 9 | 2011,2018 | 1:9
solar | power | 40855.8335 | 2011 | 2018 | 1 | 9 | 2011,2018 | 1:9
battery | power | 3029.2498 | 2011 | 2019 | 1 | 9 | 2011,2019 | 1:9
electrolyser | hydrogen | 6917.6776 | 2011 | 2019 | 1 | 9 | 2011,2019 | 1:9
h2_elec_conversion | power | 15082.3514 | 2011 | 2019 | 1 | 9 | 2011,2019 | 1:9
h2_salt_cavern | hydrogen | 26932.7704 | 2011 | 2019 | 1 | 9 | 2011,2019 | 1:9
nuclear | power | 1650 | 2011 | 2019 | 1 | 9 | 2011,2019 | 1:9
offshore_wind | power | 27915.0156 | 2011 | 2019 | 1 | 9 | 2011,2019 | 1:9
onshore_wind | power | 16000 | 2011 | 2019 | 1 | 9 | 2011,2019 | 1:9
solar | power | 37099.1147 | 2011 | 2019 | 1 | 9 | 2011,2019 | 1:9
battery | power | 2350.9855 | 2012 | 2010 | 1 | 9 | 2012,2010 | 1:9
electrolyser | hydrogen | 8002.1295 | 2012 | 2010 | 1 | 9 | 2012,2010 | 1:9
h2_elec_conversion | power | 15796.8 | 2012 | 2010 | 1 | 9 | 2012,2010 | 1:9
h2_salt_cavern | hydrogen | 28208.5714 | 2012 | 2010 | 1 | 9 | 2012,2010 | 1:9
nuclear | power | 1650 | 2012 | 2010 | 1 | 9 | 2012,2010 | 1:9
offshore_wind | power | 28480.3329 | 2012 | 2010 | 1 | 9 | 2012,2010 | 1:9
onshore_wind | power | 16000 | 2012 | 2010 | 1 | 9 | 2012,2010 | 1:9
solar | power | 43314.0618 | 2012 | 2010 | 1 | 9 | 2012,2010 | 1:9
battery | power | 2350.9836 | 2012 | 2010 | 9 | 1 | 2012,2010 | 9:1
electrolyser | hydrogen | 7998.1498 | 2012 | 2010 | 9 | 1 | 2012,2010 | 9:1
h2_elec_conversion | power | 15796.8 | 2012 | 2010 | 9 | 1 | 2012,2010 | 9:1
h2_salt_cavern | hydrogen | 28208.5714 | 2012 | 2010 | 9 | 1 | 2012,2010 | 9:1
nuclear | power | 1650 | 2012 | 2010 | 9 | 1 | 2012,2010 | 9:1
offshore_wind | power | 28486.3084 | 2012 | 2010 | 9 | 1 | 2012,2010 | 9:1
onshore_wind | power | 16000 | 2012 | 2010 | 9 | 1 | 2012,2010 | 9:1
solar | power | 43313.2087 | 2012 | 2010 | 9 | 1 | 2012,2010 | 9:1
battery | power | 3087.575 | 2012 | 2011 | 1 | 9 | 2012,2011 | 1:9
electrolyser | hydrogen | 7312.6096 | 2012 | 2011 | 1 | 9 | 2012,2011 | 1:9
h2_elec_conversion | power | 15109.034 | 2012 | 2011 | 1 | 9 | 2012,2011 | 1:9
h2_salt_cavern | hydrogen | 26980.4178 | 2012 | 2011 | 1 | 9 | 2012,2011 | 1:9
nuclear | power | 1650 | 2012 | 2011 | 1 | 9 | 2012,2011 | 1:9
offshore_wind | power | 26238.8644 | 2012 | 2011 | 1 | 9 | 2012,2011 | 1:9
onshore_wind | power | 16000 | 2012 | 2011 | 1 | 9 | 2012,2011 | 1:9
solar | power | 41859.5295 | 2012 | 2011 | 1 | 9 | 2012,2011 | 1:9
battery | power | 2178.7048 | 2012 | 2013 | 1 | 9 | 2012,2013 | 1:9
electrolyser | hydrogen | 7652.2599 | 2012 | 2013 | 1 | 9 | 2012,2013 | 1:9
h2_elec_conversion | power | 15249.5521 | 2012 | 2013 | 1 | 9 | 2012,2013 | 1:9
h2_salt_cavern | hydrogen | 27231.343 | 2012 | 2013 | 1 | 9 | 2012,2013 | 1:9
nuclear | power | 1650 | 2012 | 2013 | 1 | 9 | 2012,2013 | 1:9
offshore_wind | power | 26849.8998 | 2012 | 2013 | 1 | 9 | 2012,2013 | 1:9
onshore_wind | power | 16000 | 2012 | 2013 | 1 | 9 | 2012,2013 | 1:9
solar | power | 39719.483 | 2012 | 2013 | 1 | 9 | 2012,2013 | 1:9
battery | power | 2844.4446 | 2012 | 2014 | 1 | 9 | 2012,2014 | 1:9
electrolyser | hydrogen | 7960.2146 | 2012 | 2014 | 1 | 9 | 2012,2014 | 1:9
h2_elec_conversion | power | 15136.7256 | 2012 | 2014 | 1 | 9 | 2012,2014 | 1:9
h2_salt_cavern | hydrogen | 27029.8672 | 2012 | 2014 | 1 | 9 | 2012,2014 | 1:9
nuclear | power | 1650 | 2012 | 2014 | 1 | 9 | 2012,2014 | 1:9
offshore_wind | power | 27344.9993 | 2012 | 2014 | 1 | 9 | 2012,2014 | 1:9
onshore_wind | power | 16000 | 2012 | 2014 | 1 | 9 | 2012,2014 | 1:9
solar | power | 44348.6812 | 2012 | 2014 | 1 | 9 | 2012,2014 | 1:9
battery | power | 3430.7837 | 2012 | 2015 | 1 | 9 | 2012,2015 | 1:9
electrolyser | hydrogen | 7354.5884 | 2012 | 2015 | 1 | 9 | 2012,2015 | 1:9
h2_elec_conversion | power | 15186.6118 | 2012 | 2015 | 1 | 9 | 2012,2015 | 1:9
h2_salt_cavern | hydrogen | 27118.9497 | 2012 | 2015 | 1 | 9 | 2012,2015 | 1:9
nuclear | power | 1650 | 2012 | 2015 | 1 | 9 | 2012,2015 | 1:9
offshore_wind | power | 24985.2448 | 2012 | 2015 | 1 | 9 | 2012,2015 | 1:9
onshore_wind | power | 16000 | 2012 | 2015 | 1 | 9 | 2012,2015 | 1:9
solar | power | 43490.797 | 2012 | 2015 | 1 | 9 | 2012,2015 | 1:9
battery | power | 3008.5585 | 2012 | 2016 | 1 | 9 | 2012,2016 | 1:9
electrolyser | hydrogen | 8386.8559 | 2012 | 2016 | 1 | 9 | 2012,2016 | 1:9
h2_elec_conversion | power | 15115.1913 | 2012 | 2016 | 1 | 9 | 2012,2016 | 1:9
h2_salt_cavern | hydrogen | 26991.413 | 2012 | 2016 | 1 | 9 | 2012,2016 | 1:9
nuclear | power | 1650 | 2012 | 2016 | 1 | 9 | 2012,2016 | 1:9
offshore_wind | power | 30661.8222 | 2012 | 2016 | 1 | 9 | 2012,2016 | 1:9
onshore_wind | power | 16000 | 2012 | 2016 | 1 | 9 | 2012,2016 | 1:9
solar | power | 47007.6128 | 2012 | 2016 | 1 | 9 | 2012,2016 | 1:9
battery | power | 2534.4563 | 2012 | 2017 | 1 | 9 | 2012,2017 | 1:9
electrolyser | hydrogen | 7909.9796 | 2012 | 2017 | 1 | 9 | 2012,2017 | 1:9
h2_elec_conversion | power | 15249.3461 | 2012 | 2017 | 1 | 9 | 2012,2017 | 1:9
h2_salt_cavern | hydrogen | 27230.9751 | 2012 | 2017 | 1 | 9 | 2012,2017 | 1:9
nuclear | power | 1650 | 2012 | 2017 | 1 | 9 | 2012,2017 | 1:9
offshore_wind | power | 26777.9366 | 2012 | 2017 | 1 | 9 | 2012,2017 | 1:9
onshore_wind | power | 16000 | 2012 | 2017 | 1 | 9 | 2012,2017 | 1:9
solar | power | 41617.1525 | 2012 | 2017 | 1 | 9 | 2012,2017 | 1:9
battery | power | 3289.9334 | 2012 | 2018 | 1 | 9 | 2012,2018 | 1:9
electrolyser | hydrogen | 7449.2407 | 2012 | 2018 | 1 | 9 | 2012,2018 | 1:9
h2_elec_conversion | power | 15087.8078 | 2012 | 2018 | 1 | 9 | 2012,2018 | 1:9
h2_salt_cavern | hydrogen | 26942.5139 | 2012 | 2018 | 1 | 9 | 2012,2018 | 1:9
nuclear | power | 1650 | 2012 | 2018 | 1 | 9 | 2012,2018 | 1:9
offshore_wind | power | 25144.73 | 2012 | 2018 | 1 | 9 | 2012,2018 | 1:9
onshore_wind | power | 16000 | 2012 | 2018 | 1 | 9 | 2012,2018 | 1:9
solar | power | 44327.4367 | 2012 | 2018 | 1 | 9 | 2012,2018 | 1:9
battery | power | 2242.6655 | 2012 | 2019 | 1 | 9 | 2012,2019 | 1:9
electrolyser | hydrogen | 7162.5152 | 2012 | 2019 | 1 | 9 | 2012,2019 | 1:9
h2_elec_conversion | power | 15228.8715 | 2012 | 2019 | 1 | 9 | 2012,2019 | 1:9
h2_salt_cavern | hydrogen | 27194.4134 | 2012 | 2019 | 1 | 9 | 2012,2019 | 1:9
nuclear | power | 1650 | 2012 | 2019 | 1 | 9 | 2012,2019 | 1:9
offshore_wind | power | 27834.6914 | 2012 | 2019 | 1 | 9 | 2012,2019 | 1:9
onshore_wind | power | 16000 | 2012 | 2019 | 1 | 9 | 2012,2019 | 1:9
solar | power | 36760.1781 | 2012 | 2019 | 1 | 9 | 2012,2019 | 1:9
battery | power | 2336.4943 | 2013 | 2010 | 1 | 9 | 2013,2010 | 1:9
electrolyser | hydrogen | 7795.6372 | 2013 | 2010 | 1 | 9 | 2013,2010 | 1:9
h2_elec_conversion | power | 15799.1335 | 2013 | 2010 | 1 | 9 | 2013,2010 | 1:9
h2_salt_cavern | hydrogen | 28212.7384 | 2013 | 2010 | 1 | 9 | 2013,2010 | 1:9
nuclear | power | 1650 | 2013 | 2010 | 1 | 9 | 2013,2010 | 1:9
offshore_wind | power | 28664.7967 | 2013 | 2010 | 1 | 9 | 2013,2010 | 1:9
onshore_wind | power | 16000 | 2013 | 2010 | 1 | 9 | 2013,2010 | 1:9
solar | power | 43731.2269 | 2013 | 2010 | 1 | 9 | 2013,2010 | 1:9
battery | power | 2336.4947 | 2013 | 2010 | 9 | 1 | 2013,2010 | 9:1
electrolyser | hydrogen | 7794.0636 | 2013 | 2010 | 9 | 1 | 2013,2010 | 9:1
h2_elec_conversion | power | 15799.1334 | 2013 | 2010 | 9 | 1 | 2013,2010 | 9:1
h2_salt_cavern | hydrogen | 28212.7382 | 2013 | 2010 | 9 | 1 | 2013,2010 | 9:1
nuclear | power | 1650 | 2013 | 2010 | 9 | 1 | 2013,2010 | 9:1
offshore_wind | power | 28666.2864 | 2013 | 2010 | 9 | 1 | 2013,2010 | 9:1
onshore_wind | power | 16000 | 2013 | 2010 | 9 | 1 | 2013,2010 | 9:1
solar | power | 43738.0341 | 2013 | 2010 | 9 | 1 | 2013,2010 | 9:1
battery | power | 3744.9706 | 2013 | 2011 | 1 | 9 | 2013,2011 | 1:9
electrolyser | hydrogen | 7478.4596 | 2013 | 2011 | 1 | 9 | 2013,2011 | 1:9
h2_elec_conversion | power | 14980.8261 | 2013 | 2011 | 1 | 9 | 2013,2011 | 1:9
h2_salt_cavern | hydrogen | 26751.4752 | 2013 | 2011 | 1 | 9 | 2013,2011 | 1:9
nuclear | power | 1650 | 2013 | 2011 | 1 | 9 | 2013,2011 | 1:9
offshore_wind | power | 25404.7705 | 2013 | 2011 | 1 | 9 | 2013,2011 | 1:9
onshore_wind | power | 16000 | 2013 | 2011 | 1 | 9 | 2013,2011 | 1:9
solar | power | 43289.7566 | 2013 | 2011 | 1 | 9 | 2013,2011 | 1:9
battery | power | 2176.6823 | 2013 | 2012 | 1 | 9 | 2013,2012 | 1:9
electrolyser | hydrogen | 7655.4785 | 2013 | 2012 | 1 | 9 | 2013,2012 | 1:9
h2_elec_conversion | power | 15250.206 | 2013 | 2012 | 1 | 9 | 2013,2012 | 1:9
h2_salt_cavern | hydrogen | 27232.5108 | 2013 | 2012 | 1 | 9 | 2013,2012 | 1:9
nuclear | power | 1650 | 2013 | 2012 | 1 | 9 | 2013,2012 | 1:9
offshore_wind | power | 26818.7595 | 2013 | 2012 | 1 | 9 | 2013,2012 | 1:9
onshore_wind | power | 16000 | 2013 | 2012 | 1 | 9 | 2013,2012 | 1:9
solar | power | 39806.4339 | 2013 | 2012 | 1 | 9 | 2013,2012 | 1:9
battery | power | 2523.9868 | 2013 | 2014 | 1 | 9 | 2013,2014 | 1:9
electrolyser | hydrogen | 7852.2872 | 2013 | 2014 | 1 | 9 | 2013,2014 | 1:9
h2_elec_conversion | power | 15170.9839 | 2013 | 2014 | 1 | 9 | 2013,2014 | 1:9
h2_salt_cavern | hydrogen | 27091.0426 | 2013 | 2014 | 1 | 9 | 2013,2014 | 1:9
nuclear | power | 1650 | 2013 | 2014 | 1 | 9 | 2013,2014 | 1:9
offshore_wind | power | 27214.4934 | 2013 | 2014 | 1 | 9 | 2013,2014 | 1:9
onshore_wind | power | 16000 | 2013 | 2014 | 1 | 9 | 2013,2014 | 1:9
solar | power | 45264.5819 | 2013 | 2014 | 1 | 9 | 2013,2014 | 1:9
battery | power | 1970.7749 | 2013 | 2015 | 1 | 9 | 2013,2015 | 1:9
electrolyser | hydrogen | 7703.2201 | 2013 | 2015 | 1 | 9 | 2013,2015 | 1:9
h2_elec_conversion | power | 15422.9896 | 2013 | 2015 | 1 | 9 | 2013,2015 | 1:9
h2_salt_cavern | hydrogen | 27541.0528 | 2013 | 2015 | 1 | 9 | 2013,2015 | 1:9
nuclear | power | 1650 | 2013 | 2015 | 1 | 9 | 2013,2015 | 1:9
offshore_wind | power | 24005.2216 | 2013 | 2015 | 1 | 9 | 2013,2015 | 1:9
onshore_wind | power | 16000 | 2013 | 2015 | 1 | 9 | 2013,2015 | 1:9
solar | power | 43813.7009 | 2013 | 2015 | 1 | 9 | 2013,2015 | 1:9
battery | power | 3748.2638 | 2013 | 2016 | 1 | 9 | 2013,2016 | 1:9
electrolyser | hydrogen | 7042.1691 | 2013 | 2016 | 1 | 9 | 2013,2016 | 1:9
h2_elec_conversion | power | 15000.3682 | 2013 | 2016 | 1 | 9 | 2013,2016 | 1:9
h2_salt_cavern | hydrogen | 26786.3718 | 2013 | 2016 | 1 | 9 | 2013,2016 | 1:9
nuclear | power | 1650 | 2013 | 2016 | 1 | 9 | 2013,2016 | 1:9
offshore_wind | power | 27860.2882 | 2013 | 2016 | 1 | 9 | 2013,2016 | 1:9
onshore_wind | power | 16000 | 2013 | 2016 | 1 | 9 | 2013,2016 | 1:9
solar | power | 46978.9535 | 2013 | 2016 | 1 | 9 | 2013,2016 | 1:9
battery | power | 1799.2986 | 2013 | 2017 | 1 | 9 | 2013,2017 | 1:9
electrolyser | hydrogen | 7925.9054 | 2013 | 2017 | 1 | 9 | 2013,2017 | 1:9
h2_elec_conversion | power | 15367.3761 | 2013 | 2017 | 1 | 9 | 2013,2017 | 1:9
h2_salt_cavern | hydrogen | 27441.743 | 2013 | 2017 | 1 | 9 | 2013,2017 | 1:9
nuclear | power | 1650 | 2013 | 2017 | 1 | 9 | 2013,2017 | 1:9
offshore_wind | power | 27559.357 | 2013 | 2017 | 1 | 9 | 2013,2017 | 1:9
onshore_wind | power | 16000 | 2013 | 2017 | 1 | 9 | 2013,2017 | 1:9
solar | power | 40272.5194 | 2013 | 2017 | 1 | 9 | 2013,2017 | 1:9
battery | power | 3206.2455 | 2013 | 2018 | 1 | 9 | 2013,2018 | 1:9
electrolyser | hydrogen | 7269.2977 | 2013 | 2018 | 1 | 9 | 2013,2018 | 1:9
h2_elec_conversion | power | 14700.9697 | 2013 | 2018 | 1 | 9 | 2013,2018 | 1:9
h2_salt_cavern | hydrogen | 26251.7317 | 2013 | 2018 | 1 | 9 | 2013,2018 | 1:9
nuclear | power | 1650 | 2013 | 2018 | 1 | 9 | 2013,2018 | 1:9
offshore_wind | power | 26254.7152 | 2013 | 2018 | 1 | 9 | 2013,2018 | 1:9
onshore_wind | power | 16000 | 2013 | 2018 | 1 | 9 | 2013,2018 | 1:9
solar | power | 40994.8048 | 2013 | 2018 | 1 | 9 | 2013,2018 | 1:9
battery | power | 3092.9104 | 2013 | 2019 | 1 | 9 | 2013,2019 | 1:9
electrolyser | hydrogen | 7047.7917 | 2013 | 2019 | 1 | 9 | 2013,2019 | 1:9
h2_elec_conversion | power | 14948.8944 | 2013 | 2019 | 1 | 9 | 2013,2019 | 1:9
h2_salt_cavern | hydrogen | 26694.4543 | 2013 | 2019 | 1 | 9 | 2013,2019 | 1:9
nuclear | power | 1650 | 2013 | 2019 | 1 | 9 | 2013,2019 | 1:9
offshore_wind | power | 27840.0763 | 2013 | 2019 | 1 | 9 | 2013,2019 | 1:9
onshore_wind | power | 16000 | 2013 | 2019 | 1 | 9 | 2013,2019 | 1:9
solar | power | 37003.7313 | 2013 | 2019 | 1 | 9 | 2013,2019 | 1:9
battery | power | 2351.2984 | 2014 | 2010 | 1 | 9 | 2014,2010 | 1:9
electrolyser | hydrogen | 8191.7749 | 2014 | 2010 | 1 | 9 | 2014,2010 | 1:9
h2_elec_conversion | power | 15796.8 | 2014 | 2010 | 1 | 9 | 2014,2010 | 1:9
h2_salt_cavern | hydrogen | 28208.5714 | 2014 | 2010 | 1 | 9 | 2014,2010 | 1:9
nuclear | power | 1650 | 2014 | 2010 | 1 | 9 | 2014,2010 | 1:9
offshore_wind | power | 27468.3884 | 2014 | 2010 | 1 | 9 | 2014,2010 | 1:9
onshore_wind | power | 16000 | 2014 | 2010 | 1 | 9 | 2014,2010 | 1:9
solar | power | 46135.0927 | 2014 | 2010 | 1 | 9 | 2014,2010 | 1:9
battery | power | 2351.3366 | 2014 | 2010 | 9 | 1 | 2014,2010 | 9:1
electrolyser | hydrogen | 8221.2878 | 2014 | 2010 | 9 | 1 | 2014,2010 | 9:1
h2_elec_conversion | power | 15796.8 | 2014 | 2010 | 9 | 1 | 2014,2010 | 9:1
h2_salt_cavern | hydrogen | 28208.5714 | 2014 | 2010 | 9 | 1 | 2014,2010 | 9:1
nuclear | power | 1650 | 2014 | 2010 | 9 | 1 | 2014,2010 | 9:1
offshore_wind | power | 27345.0681 | 2014 | 2010 | 9 | 1 | 2014,2010 | 9:1
onshore_wind | power | 16000 | 2014 | 2010 | 9 | 1 | 2014,2010 | 9:1
solar | power | 46409.6051 | 2014 | 2010 | 9 | 1 | 2014,2010 | 9:1
battery | power | 2612.6542 | 2014 | 2011 | 1 | 9 | 2014,2011 | 1:9
electrolyser | hydrogen | 7948.4513 | 2014 | 2011 | 1 | 9 | 2014,2011 | 1:9
h2_elec_conversion | power | 15163.6748 | 2014 | 2011 | 1 | 9 | 2014,2011 | 1:9
h2_salt_cavern | hydrogen | 27077.9908 | 2014 | 2011 | 1 | 9 | 2014,2011 | 1:9
nuclear | power | 1650 | 2014 | 2011 | 1 | 9 | 2014,2011 | 1:9
offshore_wind | power | 25441.7791 | 2014 | 2011 | 1 | 9 | 2014,2011 | 1:9
onshore_wind | power | 16000 | 2014 | 2011 | 1 | 9 | 2014,2011 | 1:9
solar | power | 48629.8666 | 2014 | 2011 | 1 | 9 | 2014,2011 | 1:9
battery | power | 2842.8445 | 2014 | 2012 | 1 | 9 | 2014,2012 | 1:9
electrolyser | hydrogen | 7954.7374 | 2014 | 2012 | 1 | 9 | 2014,2012 | 1:9
h2_elec_conversion | power | 15136.8725 | 2014 | 2012 | 1 | 9 | 2014,2012 | 1:9
h2_salt_cavern | hydrogen | 27030.1294 | 2014 | 2012 | 1 | 9 | 2014,2012 | 1:9
nuclear | power | 1650 | 2014 | 2012 | 1 | 9 | 2014,2012 | 1:9
offshore_wind | power | 27355.6495 | 2014 | 2012 | 1 | 9 | 2014,2012 | 1:9
onshore_wind | power | 16000 | 2014 | 2012 | 1 | 9 | 2014,2012 | 1:9
solar | power | 44346.6094 | 2014 | 2012 | 1 | 9 | 2014,2012 | 1:9
battery | power | 2503.578 | 2014 | 2013 | 1 | 9 | 2014,2013 | 1:9
electrolyser | hydrogen | 7870.1532 | 2014 | 2013 | 1 | 9 | 2014,2013 | 1:9
h2_elec_conversion | power | 15174.0463 | 2014 | 2013 | 1 | 9 | 2014,2013 | 1:9
h2_salt_cavern | hydrogen | 27096.5112 | 2014 | 2013 | 1 | 9 | 2014,2013 | 1:9
nuclear | power | 1650 | 2014 | 2013 | 1 | 9 | 2014,2013 | 1:9
offshore_wind | power | 27510.7483 | 2014 | 2013 | 1 | 9 | 2014,2013 | 1:9
onshore_wind | power | 16000 | 2014 | 2013 | 1 | 9 | 2014,2013 | 1:9
solar | power | 44566.4151 | 2014 | 2013 | 1 | 9 | 2014,2013 | 1:9
battery | power | 5057.4016 | 2014 | 2015 | 1 | 9 | 2014,2015 | 1:9
electrolyser | hydrogen | 8353.2779 | 2014 | 2015 | 1 | 9 | 2014,2015 | 1:9
h2_elec_conversion | power | 15012.8133 | 2014 | 2015 | 1 | 9 | 2014,2015 | 1:9
h2_salt_cavern | hydrogen | 26808.5951 | 2014 | 2015 | 1 | 9 | 2014,2015 | 1:9
nuclear | power | 1650 | 2014 | 2015 | 1 | 9 | 2014,2015 | 1:9
offshore_wind | power | 21955.7985 | 2014 | 2015 | 1 | 9 | 2014,2015 | 1:9
onshore_wind | power | 16000 | 2014 | 2015 | 1 | 9 | 2014,2015 | 1:9
solar | power | 54124.502 | 2014 | 2015 | 1 | 9 | 2014,2015 | 1:9
battery | power | 3077.2993 | 2014 | 2016 | 1 | 9 | 2014,2016 | 1:9
electrolyser | hydrogen | 7498.4332 | 2014 | 2016 | 1 | 9 | 2014,2016 | 1:9
h2_elec_conversion | power | 15110.4613 | 2014 | 2016 | 1 | 9 | 2014,2016 | 1:9
h2_salt_cavern | hydrogen | 26982.9665 | 2014 | 2016 | 1 | 9 | 2014,2016 | 1:9
nuclear | power | 1650 | 2014 | 2016 | 1 | 9 | 2014,2016 | 1:9
offshore_wind | power | 26907.0723 | 2014 | 2016 | 1 | 9 | 2014,2016 | 1:9
onshore_wind | power | 16000 | 2014 | 2016 | 1 | 9 | 2014,2016 | 1:9
solar | power | 47764.5207 | 2014 | 2016 | 1 | 9 | 2014,2016 | 1:9
battery | power | 4000.0878 | 2014 | 2017 | 1 | 9 | 2014,2017 | 1:9
electrolyser | hydrogen | 7755.8869 | 2014 | 2017 | 1 | 9 | 2014,2017 | 1:9
h2_elec_conversion | power | 15013.0128 | 2014 | 2017 | 1 | 9 | 2014,2017 | 1:9
h2_salt_cavern | hydrogen | 26808.9514 | 2014 | 2017 | 1 | 9 | 2014,2017 | 1:9
nuclear | power | 1650 | 2014 | 2017 | 1 | 9 | 2014,2017 | 1:9
offshore_wind | power | 26196.5305 | 2014 | 2017 | 1 | 9 | 2014,2017 | 1:9
onshore_wind | power | 16000 | 2014 | 2017 | 1 | 9 | 2014,2017 | 1:9
solar | power | 47453.149 | 2014 | 2017 | 1 | 9 | 2014,2017 | 1:9
battery | power | 4875.5006 | 2014 | 2018 | 1 | 9 | 2014,2018 | 1:9
electrolyser | hydrogen | 8373.5912 | 2014 | 2018 | 1 | 9 | 2014,2018 | 1:9
h2_elec_conversion | power | 14925.0639 | 2014 | 2018 | 1 | 9 | 2014,2018 | 1:9
h2_salt_cavern | hydrogen | 26651.8997 | 2014 | 2018 | 1 | 9 | 2014,2018 | 1:9
nuclear | power | 1650 | 2014 | 2018 | 1 | 9 | 2014,2018 | 1:9
offshore_wind | power | 21832.3906 | 2014 | 2018 | 1 | 9 | 2014,2018 | 1:9
onshore_wind | power | 16000 | 2014 | 2018 | 1 | 9 | 2014,2018 | 1:9
solar | power | 54435.193 | 2014 | 2018 | 1 | 9 | 2014,2018 | 1:9
battery | power | 4924.3646 | 2014 | 2019 | 1 | 9 | 2014,2019 | 1:9
electrolyser | hydrogen | 8312.7275 | 2014 | 2019 | 1 | 9 | 2014,2019 | 1:9
h2_elec_conversion | power | 14919.3015 | 2014 | 2019 | 1 | 9 | 2014,2019 | 1:9
h2_salt_cavern | hydrogen | 26641.6098 | 2014 | 2019 | 1 | 9 | 2014,2019 | 1:9
nuclear | power | 1650 | 2014 | 2019 | 1 | 9 | 2014,2019 | 1:9
offshore_wind | power | 22224.387 | 2014 | 2019 | 1 | 9 | 2014,2019 | 1:9
onshore_wind | power | 16000 | 2014 | 2019 | 1 | 9 | 2014,2019 | 1:9
solar | power | 53689.4566 | 2014 | 2019 | 1 | 9 | 2014,2019 | 1:9
battery | power | 2351.4027 | 2015 | 2010 | 1 | 9 | 2015,2010 | 1:9
electrolyser | hydrogen | 7905.8813 | 2015 | 2010 | 1 | 9 | 2015,2010 | 1:9
h2_elec_conversion | power | 15796.8 | 2015 | 2010 | 1 | 9 | 2015,2010 | 1:9
h2_salt_cavern | hydrogen | 28208.5714 | 2015 | 2010 | 1 | 9 | 2015,2010 | 1:9
nuclear | power | 1650 | 2015 | 2010 | 1 | 9 | 2015,2010 | 1:9
offshore_wind | power | 27131.2038 | 2015 | 2010 | 1 | 9 | 2015,2010 | 1:9
onshore_wind | power | 16000 | 2015 | 2010 | 1 | 9 | 2015,2010 | 1:9
solar | power | 43553.6357 | 2015 | 2010 | 1 | 9 | 2015,2010 | 1:9
battery | power | 2336.0318 | 2015 | 2010 | 9 | 1 | 2015,2010 | 9:1
electrolyser | hydrogen | 7898.7148 | 2015 | 2010 | 9 | 1 | 2015,2010 | 9:1
h2_elec_conversion | power | 15799.283 | 2015 | 2010 | 9 | 1 | 2015,2010 | 9:1
h2_salt_cavern | hydrogen | 28213.0054 | 2015 | 2010 | 9 | 1 | 2015,2010 | 9:1
nuclear | power | 1650 | 2015 | 2010 | 9 | 1 | 2015,2010 | 9:1
offshore_wind | power | 27169.5382 | 2015 | 2010 | 9 | 1 | 2015,2010 | 9:1
onshore_wind | power | 16000 | 2015 | 2010 | 9 | 1 | 2015,2010 | 9:1
solar | power | 43478.4323 | 2015 | 2010 | 9 | 1 | 2015,2010 | 9:1
battery | power | 3422.643 | 2015 | 2011 | 1 | 9 | 2015,2011 | 1:9
electrolyser | hydrogen | 7924.7333 | 2015 | 2011 | 1 | 9 | 2015,2011 | 1:9
h2_elec_conversion | power | 15188.9515 | 2015 | 2011 | 1 | 9 | 2015,2011 | 1:9
h2_salt_cavern | hydrogen | 27123.1277 | 2015 | 2011 | 1 | 9 | 2015,2011 | 1:9
nuclear | power | 1650 | 2015 | 2011 | 1 | 9 | 2015,2011 | 1:9
offshore_wind | power | 22060.6433 | 2015 | 2011 | 1 | 9 | 2015,2011 | 1:9
onshore_wind | power | 16000 | 2015 | 2011 | 1 | 9 | 2015,2011 | 1:9
solar | power | 46983.1045 | 2015 | 2011 | 1 | 9 | 2015,2011 | 1:9
battery | power | 3430.7382 | 2015 | 2012 | 1 | 9 | 2015,2012 | 1:9
electrolyser | hydrogen | 7362.8305 | 2015 | 2012 | 1 | 9 | 2015,2012 | 1:9
h2_elec_conversion | power | 15186.6249 | 2015 | 2012 | 1 | 9 | 2015,2012 | 1:9
h2_salt_cavern | hydrogen | 27118.973 | 2015 | 2012 | 1 | 9 | 2015,2012 | 1:9
nuclear | power | 1650 | 2015 | 2012 | 1 | 9 | 2015,2012 | 1:9
offshore_wind | power | 24968.9042 | 2015 | 2012 | 1 | 9 | 2015,2012 | 1:9
onshore_wind | power | 16000 | 2015 | 2012 | 1 | 9 | 2015,2012 | 1:9
solar | power | 43498.5309 | 2015 | 2012 | 1 | 9 | 2015,2012 | 1:9
battery | power | 1975.7412 | 2015 | 2013 | 1 | 9 | 2015,2013 | 1:9
electrolyser | hydrogen | 7705.9128 | 2015 | 2013 | 1 | 9 | 2015,2013 | 1:9
h2_elec_conversion | power | 15422.195 | 2015 | 2013 | 1 | 9 | 2015,2013 | 1:9
h2_salt_cavern | hydrogen | 27539.634 | 2015 | 2013 | 1 | 9 | 2015,2013 | 1:9
nuclear | power | 1650 | 2015 | 2013 | 1 | 9 | 2015,2013 | 1:9
offshore_wind | power | 23981.3899 | 2015 | 2013 | 1 | 9 | 2015,2013 | 1:9
onshore_wind | power | 16000 | 2015 | 2013 | 1 | 9 | 2015,2013 | 1:9
solar | power | 43890.1254 | 2015 | 2013 | 1 | 9 | 2015,2013 | 1:9
battery | power | 5057.4395 | 2015 | 2014 | 1 | 9 | 2015,2014 | 1:9
electrolyser | hydrogen | 8369.867 | 2015 | 2014 | 1 | 9 | 2015,2014 | 1:9
h2_elec_conversion | power | 15012.8194 | 2015 | 2014 | 1 | 9 | 2015,2014 | 1:9
h2_salt_cavern | hydrogen | 26808.6061 | 2015 | 2014 | 1 | 9 | 2015,2014 | 1:9
nuclear | power | 1650 | 2015 | 2014 | 1 | 9 | 2015,2014 | 1:9
offshore_wind | power | 21935.3689 | 2015 | 2014 | 1 | 9 | 2015,2014 | 1:9
onshore_wind | power | 16000 | 2015 | 2014 | 1 | 9 | 2015,2014 | 1:9
solar | power | 54070.5029 | 2015 | 2014 | 1 | 9 | 2015,2014 | 1:9
battery | power | 3435.7674 | 2015 | 2016 | 1 | 9 | 2015,2016 | 1:9
electrolyser | hydrogen | 7363.4554 | 2015 | 2016 | 1 | 9 | 2015,2016 | 1:9
h2_elec_conversion | power | 15185.1795 | 2015 | 2016 | 1 | 9 | 2015,2016 | 1:9
h2_salt_cavern | hydrogen | 27116.3919 | 2015 | 2016 | 1 | 9 | 2015,2016 | 1:9
nuclear | power | 1650 | 2015 | 2016 | 1 | 9 | 2015,2016 | 1:9
offshore_wind | power | 26775.6796 | 2015 | 2016 | 1 | 9 | 2015,2016 | 1:9
onshore_wind | power | 16000 | 2015 | 2016 | 1 | 9 | 2015,2016 | 1:9
solar | power | 47406.7812 | 2015 | 2016 | 1 | 9 | 2015,2016 | 1:9
battery | power | 3429.5931 | 2015 | 2017 | 1 | 9 | 2015,2017 | 1:9
electrolyser | hydrogen | 7991.3839 | 2015 | 2017 | 1 | 9 | 2015,2017 | 1:9
h2_elec_conversion | power | 15186.954 | 2015 | 2017 | 1 | 9 | 2015,2017 | 1:9
h2_salt_cavern | hydrogen | 27119.5607 | 2015 | 2017 | 1 | 9 | 2015,2017 | 1:9
nuclear | power | 1650 | 2015 | 2017 | 1 | 9 | 2015,2017 | 1:9
offshore_wind | power | 24557.5049 | 2015 | 2017 | 1 | 9 | 2015,2017 | 1:9
onshore_wind | power | 16000 | 2015 | 2017 | 1 | 9 | 2015,2017 | 1:9
solar | power | 44744.8764 | 2015 | 2017 | 1 | 9 | 2015,2017 | 1:9
battery | power | 3429.7063 | 2015 | 2018 | 1 | 9 | 2015,2018 | 1:9
electrolyser | hydrogen | 7508.102 | 2015 | 2018 | 1 | 9 | 2015,2018 | 1:9
h2_elec_conversion | power | 15186.9214 | 2015 | 2018 | 1 | 9 | 2015,2018 | 1:9
h2_salt_cavern | hydrogen | 27119.5026 | 2015 | 2018 | 1 | 9 | 2015,2018 | 1:9
nuclear | power | 1650 | 2015 | 2018 | 1 | 9 | 2015,2018 | 1:9
offshore_wind | power | 24598.1909 | 2015 | 2018 | 1 | 9 | 2015,2018 | 1:9
onshore_wind | power | 16000 | 2015 | 2018 | 1 | 9 | 2015,2018 | 1:9
solar | power | 41327.9927 | 2015 | 2018 | 1 | 9 | 2015,2018 | 1:9
battery | power | 1469.5741 | 2015 | 2019 | 1 | 9 | 2015,2019 | 1:9
electrolyser | hydrogen | 7110.0638 | 2015 | 2019 | 1 | 9 | 2015,2019 | 1:9
h2_elec_conversion | power | 15503.0415 | 2015 | 2019 | 1 | 9 | 2015,2019 | 1:9
h2_salt_cavern | hydrogen | 27684.0027 | 2015 | 2019 | 1 | 9 | 2015,2019 | 1:9
nuclear | power | 1650 | 2015 | 2019 | 1 | 9 | 2015,2019 | 1:9
offshore_wind | power | 26792.3501 | 2015 | 2019 | 1 | 9 | 2015,2019 | 1:9
onshore_wind | power | 16000 | 2015 | 2019 | 1 | 9 | 2015,2019 | 1:9
solar | power | 35530.3178 | 2015 | 2019 | 1 | 9 | 2015,2019 | 1:9
battery | power | 2350.1908 | 2016 | 2010 | 1 | 9 | 2016,2010 | 1:9
electrolyser | hydrogen | 7512.2209 | 2016 | 2010 | 1 | 9 | 2016,2010 | 1:9
h2_elec_conversion | power | 15796.8 | 2016 | 2010 | 1 | 9 | 2016,2010 | 1:9
h2_salt_cavern | hydrogen | 28208.5714 | 2016 | 2010 | 1 | 9 | 2016,2010 | 1:9
nuclear | power | 1650 | 2016 | 2010 | 1 | 9 | 2016,2010 | 1:9
offshore_wind | power | 31049.6364 | 2016 | 2010 | 1 | 9 | 2016,2010 | 1:9
onshore_wind | power | 16000 | 2016 | 2010 | 1 | 9 | 2016,2010 | 1:9
solar | power | 44905.8285 | 2016 | 2010 | 1 | 9 | 2016,2010 | 1:9
battery | power | 2350.1792 | 2016 | 2010 | 9 | 1 | 2016,2010 | 9:1
electrolyser | hydrogen | 7507.2341 | 2016 | 2010 | 9 | 1 | 2016,2010 | 9:1
h2_elec_conversion | power | 15796.8 | 2016 | 2010 | 9 | 1 | 2016,2010 | 9:1
h2_salt_cavern | hydrogen | 28208.5714 | 2016 | 2010 | 9 | 1 | 2016,2010 | 9:1
nuclear | power | 1650 | 2016 | 2010 | 9 | 1 | 2016,2010 | 9:1
offshore_wind | power | 31087.2745 | 2016 | 2010 | 9 | 1 | 2016,2010 | 9:1
onshore_wind | power | 16000 | 2016 | 2010 | 9 | 1 | 2016,2010 | 9:1
solar | power | 44789.0011 | 2016 | 2010 | 9 | 1 | 2016,2010 | 9:1
battery | power | 3575.256 | 2016 | 2011 | 1 | 9 | 2016,2011 | 1:9
electrolyser | hydrogen | 7116.58 | 2016 | 2011 | 1 | 9 | 2016,2011 | 1:9
h2_elec_conversion | power | 15024.9928 | 2016 | 2011 | 1 | 9 | 2016,2011 | 1:9
h2_salt_cavern | hydrogen | 26830.3443 | 2016 | 2011 | 1 | 9 | 2016,2011 | 1:9
nuclear | power | 1650 | 2016 | 2011 | 1 | 9 | 2016,2011 | 1:9
offshore_wind | power | 29827.9311 | 2016 | 2011 | 1 | 9 | 2016,2011 | 1:9
onshore_wind | power | 16000 | 2016 | 2011 | 1 | 9 | 2016,2011 | 1:9
solar | power | 42776.4695 | 2016 | 2011 | 1 | 9 | 2016,2011 | 1:9
battery | power | 3008.0022 | 2016 | 2012 | 1 | 9 | 2016,2012 | 1:9
electrolyser | hydrogen | 8367.892 | 2016 | 2012 | 1 | 9 | 2016,2012 | 1:9
h2_elec_conversion | power | 15115.2375 | 2016 | 2012 | 1 | 9 | 2016,2012 | 1:9
h2_salt_cavern | hydrogen | 26991.4956 | 2016 | 2012 | 1 | 9 | 2016,2012 | 1:9
nuclear | power | 1650 | 2016 | 2012 | 1 | 9 | 2016,2012 | 1:9
offshore_wind | power | 30687.5175 | 2016 | 2012 | 1 | 9 | 2016,2012 | 1:9
onshore_wind | power | 16000 | 2016 | 2012 | 1 | 9 | 2016,2012 | 1:9
solar | power | 47026.9433 | 2016 | 2012 | 1 | 9 | 2016,2012 | 1:9
battery | power | 3745.5935 | 2016 | 2013 | 1 | 9 | 2016,2013 | 1:9
electrolyser | hydrogen | 7025.8599 | 2016 | 2013 | 1 | 9 | 2016,2013 | 1:9
h2_elec_conversion | power | 15000.6703 | 2016 | 2013 | 1 | 9 | 2016,2013 | 1:9
h2_salt_cavern | hydrogen | 26786.9112 | 2016 | 2013 | 1 | 9 | 2016,2013 | 1:9
nuclear | power | 1650 | 2016 | 2013 | 1 | 9 | 2016,2013 | 1:9
offshore_wind | power | 27936.5237 | 2016 | 2013 | 1 | 9 | 2016,2013 | 1:9
onshore_wind | power | 16000 | 2016 | 2013 | 1 | 9 | 2016,2013 | 1:9
solar | power | 46924.7928 | 2016 | 2013 | 1 | 9 | 2016,2013 | 1:9
battery | power | 3077.7457 | 2016 | 2014 | 1 | 9 | 2016,2014 | 1:9
electrolyser | hydrogen | 7480.8207 | 2016 | 2014 | 1 | 9 | 2016,2014 | 1:9
h2_elec_conversion | power | 15110.3193 | 2016 | 2014 | 1 | 9 | 2016,2014 | 1:9
h2_salt_cavern | hydrogen | 26982.713 | 2016 | 2014 | 1 | 9 | 2016,2014 | 1:9
nuclear | power | 1650 | 2016 | 2014 | 1 | 9 | 2016,2014 | 1:9
offshore_wind | power | 26948.1429 | 2016 | 2014 | 1 | 9 | 2016,2014 | 1:9
onshore_wind | power | 16000 | 2016 | 2014 | 1 | 9 | 2016,2014 | 1:9
solar | power | 47749.266 | 2016 | 2014 | 1 | 9 | 2016,2014 | 1:9
battery | power | 3437.175 | 2016 | 2015 | 1 | 9 | 2016,2015 | 1:9
electrolyser | hydrogen | 7362.5865 | 2016 | 2015 | 1 | 9 | 2016,2015 | 1:9
h2_elec_conversion | power | 15184.7749 | 2016 | 2015 | 1 | 9 | 2016,2015 | 1:9
h2_salt_cavern | hydrogen | 27115.6694 | 2016 | 2015 | 1 | 9 | 2016,2015 | 1:9
nuclear | power | 1650 | 2016 | 2015 | 1 | 9 | 2016,2015 | 1:9
offshore_wind | power | 27281.3853 | 2016 | 2015 | 1 | 9 | 2016,2015 | 1:9
onshore_wind | power | 16000 | 2016 | 2015 | 1 | 9 | 2016,2015 | 1:9
solar | power | 46355.5229 | 2016 | 2015 | 1 | 9 | 2016,2015 | 1:9
battery | power | 4704.6166 | 2016 | 2017 | 1 | 1 | 2016,2017 | 1:1
electrolyser | hydrogen | 7149.55 | 2016 | 2017 | 1 | 1 | 2016,2017 | 1:1
h2_elec_conversion | power | 14896.554 | 2016 | 2017 | 1 | 1 | 2016,2017 | 1:1
h2_salt_cavern | hydrogen | 26600.9893 | 2016 | 2017 | 1 | 1 | 2016,2017 | 1:1
nuclear | power | 1650 | 2016 | 2017 | 1 | 1 | 2016,2017 | 1:1
offshore_wind | power | 28634.5735 | 2016 | 2017 | 1 | 1 | 2016,2017 | 1:1
onshore_wind | power | 16000 | 2016 | 2017 | 1 | 1 | 2016,2017 | 1:1
solar | power | 46871.7781 | 2016 | 2017 | 1 | 1 | 2016,2017 | 1:1
battery | power | 4704.8758 | 2016 | 2017 | 1 | 3 | 2016,2017 | 1:3
electrolyser | hydrogen | 7151.1343 | 2016 | 2017 | 1 | 3 | 2016,2017 | 1:3
h2_elec_conversion | power | 14896.5175 | 2016 | 2017 | 1 | 3 | 2016,2017 | 1:3
h2_salt_cavern | hydrogen | 26600.9241 | 2016 | 2017 | 1 | 3 | 2016,2017 | 1:3
nuclear | power | 1650 | 2016 | 2017 | 1 | 3 | 2016,2017 | 1:3
offshore_wind | power | 28629.4706 | 2016 | 2017 | 1 | 3 | 2016,2017 | 1:3
onshore_wind | power | 16000 | 2016 | 2017 | 1 | 3 | 2016,2017 | 1:3
solar | power | 46879.2289 | 2016 | 2017 | 1 | 3 | 2016,2017 | 1:3
battery | power | 4704.8749 | 2016 | 2017 | 1 | 5 | 2016,2017 | 1:5
electrolyser | hydrogen | 7150.9579 | 2016 | 2017 | 1 | 5 | 2016,2017 | 1:5
h2_elec_conversion | power | 14896.5157 | 2016 | 2017 | 1 | 5 | 2016,2017 | 1:5
h2_salt_cavern | hydrogen | 26600.9209 | 2016 | 2017 | 1 | 5 | 2016,2017 | 1:5
nuclear | power | 1650 | 2016 | 2017 | 1 | 5 | 2016,2017 | 1:5
offshore_wind | power | 28631.2762 | 2016 | 2017 | 1 | 5 | 2016,2017 | 1:5
onshore_wind | power | 16000 | 2016 | 2017 | 1 | 5 | 2016,2017 | 1:5
solar | power | 46879.0413 | 2016 | 2017 | 1 | 5 | 2016,2017 | 1:5
battery | power | 4704.6678 | 2016 | 2017 | 1 | 7 | 2016,2017 | 1:7
electrolyser | hydrogen | 7150.0867 | 2016 | 2017 | 1 | 7 | 2016,2017 | 1:7
h2_elec_conversion | power | 14896.544 | 2016 | 2017 | 1 | 7 | 2016,2017 | 1:7
h2_salt_cavern | hydrogen | 26600.9715 | 2016 | 2017 | 1 | 7 | 2016,2017 | 1:7
nuclear | power | 1650 | 2016 | 2017 | 1 | 7 | 2016,2017 | 1:7
offshore_wind | power | 28636.2133 | 2016 | 2017 | 1 | 7 | 2016,2017 | 1:7
onshore_wind | power | 16000 | 2016 | 2017 | 1 | 7 | 2016,2017 | 1:7
solar | power | 46873.0078 | 2016 | 2017 | 1 | 7 | 2016,2017 | 1:7
battery | power | 4704.6696 | 2016 | 2017 | 1 | 9 | 2016,2017 | 1:9
electrolyser | hydrogen | 7150.1049 | 2016 | 2017 | 1 | 9 | 2016,2017 | 1:9
h2_elec_conversion | power | 14896.5437 | 2016 | 2017 | 1 | 9 | 2016,2017 | 1:9
h2_salt_cavern | hydrogen | 26600.9708 | 2016 | 2017 | 1 | 9 | 2016,2017 | 1:9
nuclear | power | 1650 | 2016 | 2017 | 1 | 9 | 2016,2017 | 1:9
offshore_wind | power | 28636.2689 | 2016 | 2017 | 1 | 9 | 2016,2017 | 1:9
onshore_wind | power | 16000 | 2016 | 2017 | 1 | 9 | 2016,2017 | 1:9
solar | power | 46873.0495 | 2016 | 2017 | 1 | 9 | 2016,2017 | 1:9
battery | power | 4705.0811 | 2016 | 2017 | 3 | 1 | 2016,2017 | 3:1
electrolyser | hydrogen | 7152.5154 | 2016 | 2017 | 3 | 1 | 2016,2017 | 3:1
h2_elec_conversion | power | 14896.4811 | 2016 | 2017 | 3 | 1 | 2016,2017 | 3:1
h2_salt_cavern | hydrogen | 26600.8591 | 2016 | 2017 | 3 | 1 | 2016,2017 | 3:1
nuclear | power | 1650 | 2016 | 2017 | 3 | 1 | 2016,2017 | 3:1
offshore_wind | power | 28632.5087 | 2016 | 2017 | 3 | 1 | 2016,2017 | 3:1
onshore_wind | power | 16000 | 2016 | 2017 | 3 | 1 | 2016,2017 | 3:1
solar | power | 46884.4834 | 2016 | 2017 | 3 | 1 | 2016,2017 | 3:1
battery | power | 4705.1158 | 2016 | 2017 | 5 | 1 | 2016,2017 | 5:1
electrolyser | hydrogen | 7152.8328 | 2016 | 2017 | 5 | 1 | 2016,2017 | 5:1
h2_elec_conversion | power | 14896.4747 | 2016 | 2017 | 5 | 1 | 2016,2017 | 5:1
h2_salt_cavern | hydrogen | 26600.8478 | 2016 | 2017 | 5 | 1 | 2016,2017 | 5:1
nuclear | power | 1650 | 2016 | 2017 | 5 | 1 | 2016,2017 | 5:1
offshore_wind | power | 28633.2113 | 2016 | 2017 | 5 | 1 | 2016,2017 | 5:1
onshore_wind | power | 16000 | 2016 | 2017 | 5 | 1 | 2016,2017 | 5:1
solar | power | 46885.3526 | 2016 | 2017 | 5 | 1 | 2016,2017 | 5:1
battery | power | 4705.161 | 2016 | 2017 | 7 | 1 | 2016,2017 | 7:1
electrolyser | hydrogen | 7153.1044 | 2016 | 2017 | 7 | 1 | 2016,2017 | 7:1
h2_elec_conversion | power | 14896.4678 | 2016 | 2017 | 7 | 1 | 2016,2017 | 7:1
h2_salt_cavern | hydrogen | 26600.8354 | 2016 | 2017 | 7 | 1 | 2016,2017 | 7:1
nuclear | power | 1650 | 2016 | 2017 | 7 | 1 | 2016,2017 | 7:1
offshore_wind | power | 28632.8574 | 2016 | 2017 | 7 | 1 | 2016,2017 | 7:1
onshore_wind | power | 16000 | 2016 | 2017 | 7 | 1 | 2016,2017 | 7:1
solar | power | 46886.6038 | 2016 | 2017 | 7 | 1 | 2016,2017 | 7:1
battery | power | 4705.4367 | 2016 | 2017 | 9 | 1 | 2016,2017 | 9:1
electrolyser | hydrogen | 7154.4554 | 2016 | 2017 | 9 | 1 | 2016,2017 | 9:1
h2_elec_conversion | power | 14896.4283 | 2016 | 2017 | 9 | 1 | 2016,2017 | 9:1
h2_salt_cavern | hydrogen | 26600.7649 | 2016 | 2017 | 9 | 1 | 2016,2017 | 9:1
nuclear | power | 1650 | 2016 | 2017 | 9 | 1 | 2016,2017 | 9:1
offshore_wind | power | 28627.9887 | 2016 | 2017 | 9 | 1 | 2016,2017 | 9:1
onshore_wind | power | 16000 | 2016 | 2017 | 9 | 1 | 2016,2017 | 9:1
solar | power | 46894.4795 | 2016 | 2017 | 9 | 1 | 2016,2017 | 9:1
battery | power | 3841.6893 | 2016 | 2018 | 1 | 9 | 2016,2018 | 1:9
electrolyser | hydrogen | 7432.0283 | 2016 | 2018 | 1 | 9 | 2016,2018 | 1:9
h2_elec_conversion | power | 14988.7952 | 2016 | 2018 | 1 | 9 | 2016,2018 | 1:9
h2_salt_cavern | hydrogen | 26765.7057 | 2016 | 2018 | 1 | 9 | 2016,2018 | 1:9
nuclear | power | 1650 | 2016 | 2018 | 1 | 9 | 2016,2018 | 1:9
offshore_wind | power | 25783.355 | 2016 | 2018 | 1 | 9 | 2016,2018 | 1:9
onshore_wind | power | 16000 | 2016 | 2018 | 1 | 9 | 2016,2018 | 1:9
solar | power | 49011.6339 | 2016 | 2018 | 1 | 9 | 2016,2018 | 1:9
battery | power | 3656.8804 | 2016 | 2019 | 1 | 9 | 2016,2019 | 1:9
electrolyser | hydrogen | 7418.2729 | 2016 | 2019 | 1 | 9 | 2016,2019 | 1:9
h2_elec_conversion | power | 15014.9229 | 2016 | 2019 | 1 | 9 | 2016,2019 | 1:9
h2_salt_cavern | hydrogen | 26812.3622 | 2016 | 2019 | 1 | 9 | 2016,2019 | 1:9
nuclear | power | 1650 | 2016 | 2019 | 1 | 9 | 2016,2019 | 1:9
offshore_wind | power | 27989.1035 | 2016 | 2019 | 1 | 9 | 2016,2019 | 1:9
onshore_wind | power | 16000 | 2016 | 2019 | 1 | 9 | 2016,2019 | 1:9
solar | power | 44546.736 | 2016 | 2019 | 1 | 9 | 2016,2019 | 1:9
battery | power | 2350.9169 | 2017 | 2010 | 1 | 9 | 2017,2010 | 1:9
electrolyser | hydrogen | 8063.0672 | 2017 | 2010 | 1 | 9 | 2017,2010 | 1:9
h2_elec_conversion | power | 15796.8 | 2017 | 2010 | 1 | 9 | 2017,2010 | 1:9
h2_salt_cavern | hydrogen | 28208.5714 | 2017 | 2010 | 1 | 9 | 2017,2010 | 1:9
nuclear | power | 1650 | 2017 | 2010 | 1 | 9 | 2017,2010 | 1:9
offshore_wind | power | 28702.0116 | 2017 | 2010 | 1 | 9 | 2017,2010 | 1:9
onshore_wind | power | 16000 | 2017 | 2010 | 1 | 9 | 2017,2010 | 1:9
solar | power | 45693.2314 | 2017 | 2010 | 1 | 9 | 2017,2010 | 1:9
battery | power | 2350.9093 | 2017 | 2010 | 9 | 1 | 2017,2010 | 9:1
electrolyser | hydrogen | 8045.5804 | 2017 | 2010 | 9 | 1 | 2017,2010 | 9:1
h2_elec_conversion | power | 15796.8 | 2017 | 2010 | 9 | 1 | 2017,2010 | 9:1
h2_salt_cavern | hydrogen | 28208.5714 | 2017 | 2010 | 9 | 1 | 2017,2010 | 9:1
nuclear | power | 1650 | 2017 | 2010 | 9 | 1 | 2017,2010 | 9:1
offshore_wind | power | 28726.7196 | 2017 | 2010 | 9 | 1 | 2017,2010 | 9:1
onshore_wind | power | 16000 | 2017 | 2010 | 9 | 1 | 2017,2010 | 9:1
solar | power | 45733.5096 | 2017 | 2010 | 9 | 1 | 2017,2010 | 9:1
battery | power | 5113.7773 | 2017 | 2011 | 1 | 9 | 2017,2011 | 1:9
electrolyser | hydrogen | 7812.9424 | 2017 | 2011 | 1 | 9 | 2017,2011 | 1:9
h2_elec_conversion | power | 14833.9006 | 2017 | 2011 | 1 | 9 | 2017,2011 | 1:9
h2_salt_cavern | hydrogen | 26489.1082 | 2017 | 2011 | 1 | 9 | 2017,2011 | 1:9
nuclear | power | 1650 | 2017 | 2011 | 1 | 9 | 2017,2011 | 1:9
offshore_wind | power | 25306.7106 | 2017 | 2011 | 1 | 9 | 2017,2011 | 1:9
onshore_wind | power | 16000 | 2017 | 2011 | 1 | 9 | 2017,2011 | 1:9
solar | power | 44672.1013 | 2017 | 2011 | 1 | 9 | 2017,2011 | 1:9
battery | power | 2566.5025 | 2017 | 2012 | 1 | 9 | 2017,2012 | 1:9
electrolyser | hydrogen | 7907.5172 | 2017 | 2012 | 1 | 9 | 2017,2012 | 1:9
h2_elec_conversion | power | 15244.1826 | 2017 | 2012 | 1 | 9 | 2017,2012 | 1:9
h2_salt_cavern | hydrogen | 27221.7546 | 2017 | 2012 | 1 | 9 | 2017,2012 | 1:9
nuclear | power | 1650 | 2017 | 2012 | 1 | 9 | 2017,2012 | 1:9
offshore_wind | power | 26761.4515 | 2017 | 2012 | 1 | 9 | 2017,2012 | 1:9
onshore_wind | power | 16000 | 2017 | 2012 | 1 | 9 | 2017,2012 | 1:9
solar | power | 41679.6009 | 2017 | 2012 | 1 | 9 | 2017,2012 | 1:9
battery | power | 1804.84 | 2017 | 2013 | 1 | 9 | 2017,2013 | 1:9
electrolyser | hydrogen | 7923.3077 | 2017 | 2013 | 1 | 9 | 2017,2013 | 1:9
h2_elec_conversion | power | 15366.5176 | 2017 | 2013 | 1 | 9 | 2017,2013 | 1:9
h2_salt_cavern | hydrogen | 27440.2101 | 2017 | 2013 | 1 | 9 | 2017,2013 | 1:9
nuclear | power | 1650 | 2017 | 2013 | 1 | 9 | 2017,2013 | 1:9
offshore_wind | power | 27523.7073 | 2017 | 2013 | 1 | 9 | 2017,2013 | 1:9
onshore_wind | power | 16000 | 2017 | 2013 | 1 | 9 | 2017,2013 | 1:9
solar | power | 40406.1758 | 2017 | 2013 | 1 | 9 | 2017,2013 | 1:9
battery | power | 4000.2086 | 2017 | 2014 | 1 | 9 | 2017,2014 | 1:9
electrolyser | hydrogen | 7754.1032 | 2017 | 2014 | 1 | 9 | 2017,2014 | 1:9
h2_elec_conversion | power | 15012.979 | 2017 | 2014 | 1 | 9 | 2017,2014 | 1:9
h2_salt_cavern | hydrogen | 26808.8911 | 2017 | 2014 | 1 | 9 | 2017,2014 | 1:9
nuclear | power | 1650 | 2017 | 2014 | 1 | 9 | 2017,2014 | 1:9
offshore_wind | power | 26210.0904 | 2017 | 2014 | 1 | 9 | 2017,2014 | 1:9
onshore_wind | power | 16000 | 2017 | 2014 | 1 | 9 | 2017,2014 | 1:9
solar | power | 47432.7409 | 2017 | 2014 | 1 | 9 | 2017,2014 | 1:9
battery | power | 3429.5931 | 2017 | 2015 | 1 | 9 | 2017,2015 | 1:9
electrolyser | hydrogen | 7978.6118 | 2017 | 2015 | 1 | 9 | 2017,2015 | 1:9
h2_elec_conversion | power | 15186.954 | 2017 | 2015 | 1 | 9 | 2017,2015 | 1:9
h2_salt_cavern | hydrogen | 27119.5607 | 2017 | 2015 | 1 | 9 | 2017,2015 | 1:9
nuclear | power | 1650 | 2017 | 2015 | 1 | 9 | 2017,2015 | 1:9
offshore_wind | power | 24557.5049 | 2017 | 2015 | 1 | 9 | 2017,2015 | 1:9
onshore_wind | power | 16000 | 2017 | 2015 | 1 | 9 | 2017,2015 | 1:9
solar | power | 44837.8618 | 2017 | 2015 | 1 | 9 | 2017,2015 | 1:9
battery | power | 4705.4369 | 2017 | 2016 | 1 | 9 | 2017,2016 | 1:9
electrolyser | hydrogen | 7154.4574 | 2017 | 2016 | 1 | 9 | 2017,2016 | 1:9
h2_elec_conversion | power | 14896.4283 | 2017 | 2016 | 1 | 9 | 2017,2016 | 1:9
h2_salt_cavern | hydrogen | 26600.7648 | 2017 | 2016 | 1 | 9 | 2017,2016 | 1:9
nuclear | power | 1650 | 2017 | 2016 | 1 | 9 | 2017,2016 | 1:9
offshore_wind | power | 28627.9944 | 2017 | 2016 | 1 | 9 | 2017,2016 | 1:9
onshore_wind | power | 16000 | 2017 | 2016 | 1 | 9 | 2017,2016 | 1:9
solar | power | 46894.4841 | 2017 | 2016 | 1 | 9 | 2017,2016 | 1:9
battery | power | 5681.4422 | 2017 | 2018 | 1 | 9 | 2017,2018 | 1:9
electrolyser | hydrogen | 7484.2906 | 2017 | 2018 | 1 | 9 | 2017,2018 | 1:9
h2_elec_conversion | power | 14741.3963 | 2017 | 2018 | 1 | 9 | 2017,2018 | 1:9
h2_salt_cavern | hydrogen | 26323.922 | 2017 | 2018 | 1 | 9 | 2017,2018 | 1:9
nuclear | power | 1650 | 2017 | 2018 | 1 | 9 | 2017,2018 | 1:9
offshore_wind | power | 26003.6806 | 2017 | 2018 | 1 | 9 | 2017,2018 | 1:9
onshore_wind | power | 16000 | 2017 | 2018 | 1 | 9 | 2017,2018 | 1:9
solar | power | 42996.8955 | 2017 | 2018 | 1 | 9 | 2017,2018 | 1:9
battery | power | 3590.9034 | 2017 | 2019 | 1 | 9 | 2017,2019 | 1:9
electrolyser | hydrogen | 7274.0021 | 2017 | 2019 | 1 | 9 | 2017,2019 | 1:9
h2_elec_conversion | power | 15077.3018 | 2017 | 2019 | 1 | 9 | 2017,2019 | 1:9
h2_salt_cavern | hydrogen | 26923.7532 | 2017 | 2019 | 1 | 9 | 2017,2019 | 1:9
nuclear | power | 1650 | 2017 | 2019 | 1 | 9 | 2017,2019 | 1:9
offshore_wind | power | 27970.3002 | 2017 | 2019 | 1 | 9 | 2017,2019 | 1:9
onshore_wind | power | 16000 | 2017 | 2019 | 1 | 9 | 2017,2019 | 1:9
solar | power | 38281.282 | 2017 | 2019 | 1 | 9 | 2017,2019 | 1:9
battery | power | 2351.3974 | 2018 | 2010 | 1 | 9 | 2018,2010 | 1:9
electrolyser | hydrogen | 8052.2521 | 2018 | 2010 | 1 | 9 | 2018,2010 | 1:9
h2_elec_conversion | power | 15796.8 | 2018 | 2010 | 1 | 9 | 2018,2010 | 1:9
h2_salt_cavern | hydrogen | 28208.5714 | 2018 | 2010 | 1 | 9 | 2018,2010 | 1:9
nuclear | power | 1650 | 2018 | 2010 | 1 | 9 | 2018,2010 | 1:9
offshore_wind | power | 27148.5133 | 2018 | 2010 | 1 | 9 | 2018,2010 | 1:9
onshore_wind | power | 16000 | 2018 | 2010 | 1 | 9 | 2018,2010 | 1:9
solar | power | 45077.0715 | 2018 | 2010 | 1 | 9 | 2018,2010 | 1:9
battery | power | 2351.3981 | 2018 | 2010 | 9 | 1 | 2018,2010 | 9:1
electrolyser | hydrogen | 8062.4476 | 2018 | 2010 | 9 | 1 | 2018,2010 | 9:1
h2_elec_conversion | power | 15796.8 | 2018 | 2010 | 9 | 1 | 2018,2010 | 9:1
h2_salt_cavern | hydrogen | 28208.5714 | 2018 | 2010 | 9 | 1 | 2018,2010 | 9:1
nuclear | power | 1650 | 2018 | 2010 | 9 | 1 | 2018,2010 | 9:1
offshore_wind | power | 27146.1377 | 2018 | 2010 | 9 | 1 | 2018,2010 | 9:1
onshore_wind | power | 16000 | 2018 | 2010 | 9 | 1 | 2018,2010 | 9:1
solar | power | 45021.4625 | 2018 | 2010 | 9 | 1 | 2018,2010 | 9:1
battery | power | 3753.5586 | 2018 | 2011 | 1 | 9 | 2018,2011 | 1:9
electrolyser | hydrogen | 7177.2403 | 2018 | 2011 | 1 | 9 | 2018,2011 | 1:9
h2_elec_conversion | power | 14974.0278 | 2018 | 2011 | 1 | 9 | 2018,2011 | 1:9
h2_salt_cavern | hydrogen | 26739.3354 | 2018 | 2011 | 1 | 9 | 2018,2011 | 1:9
nuclear | power | 1650 | 2018 | 2011 | 1 | 9 | 2018,2011 | 1:9
offshore_wind | power | 26362.2763 | 2018 | 2011 | 1 | 9 | 2018,2011 | 1:9
onshore_wind | power | 16000 | 2018 | 2011 | 1 | 9 | 2018,2011 | 1:9
solar | power | 40842.6691 | 2018 | 2011 | 1 | 9 | 2018,2011 | 1:9
battery | power | 3292.9904 | 2018 | 2012 | 1 | 9 | 2018,2012 | 1:9
electrolyser | hydrogen | 7447.6351 | 2018 | 2012 | 1 | 9 | 2018,2012 | 1:9
h2_elec_conversion | power | 15087.4871 | 2018 | 2012 | 1 | 9 | 2018,2012 | 1:9
h2_salt_cavern | hydrogen | 26941.9413 | 2018 | 2012 | 1 | 9 | 2018,2012 | 1:9
nuclear | power | 1650 | 2018 | 2012 | 1 | 9 | 2018,2012 | 1:9
offshore_wind | power | 25128.2011 | 2018 | 2012 | 1 | 9 | 2018,2012 | 1:9
onshore_wind | power | 16000 | 2018 | 2012 | 1 | 9 | 2018,2012 | 1:9
solar | power | 44408.256 | 2018 | 2012 | 1 | 9 | 2018,2012 | 1:9
battery | power | 2781.9321 | 2018 | 2013 | 1 | 9 | 2018,2013 | 1:9
electrolyser | hydrogen | 7269.2363 | 2018 | 2013 | 1 | 9 | 2018,2013 | 1:9
h2_elec_conversion | power | 14769.3237 | 2018 | 2013 | 1 | 9 | 2018,2013 | 1:9
h2_salt_cavern | hydrogen | 26373.7924 | 2018 | 2013 | 1 | 9 | 2018,2013 | 1:9
nuclear | power | 1650 | 2018 | 2013 | 1 | 9 | 2018,2013 | 1:9
offshore_wind | power | 26277.7808 | 2018 | 2013 | 1 | 9 | 2018,2013 | 1:9
onshore_wind | power | 16000 | 2018 | 2013 | 1 | 9 | 2018,2013 | 1:9
solar | power | 41076.1904 | 2018 | 2013 | 1 | 9 | 2018,2013 | 1:9
battery | power | 4881.1218 | 2018 | 2014 | 1 | 9 | 2018,2014 | 1:9
electrolyser | hydrogen | 8358.7542 | 2018 | 2014 | 1 | 9 | 2018,2014 | 1:9
h2_elec_conversion | power | 14924.3641 | 2018 | 2014 | 1 | 9 | 2018,2014 | 1:9
h2_salt_cavern | hydrogen | 26650.6503 | 2018 | 2014 | 1 | 9 | 2018,2014 | 1:9
nuclear | power | 1650 | 2018 | 2014 | 1 | 9 | 2018,2014 | 1:9
offshore_wind | power | 21879.9902 | 2018 | 2014 | 1 | 9 | 2018,2014 | 1:9
onshore_wind | power | 16000 | 2018 | 2014 | 1 | 9 | 2018,2014 | 1:9
solar | power | 54395.1291 | 2018 | 2014 | 1 | 9 | 2018,2014 | 1:9
battery | power | 3429.7508 | 2018 | 2015 | 1 | 9 | 2018,2015 | 1:9
electrolyser | hydrogen | 7475.7039 | 2018 | 2015 | 1 | 9 | 2018,2015 | 1:9
h2_elec_conversion | power | 15186.9087 | 2018 | 2015 | 1 | 9 | 2018,2015 | 1:9
h2_salt_cavern | hydrogen | 27119.4797 | 2018 | 2015 | 1 | 9 | 2018,2015 | 1:9
nuclear | power | 1650 | 2018 | 2015 | 1 | 9 | 2018,2015 | 1:9
offshore_wind | power | 24614.1787 | 2018 | 2015 | 1 | 9 | 2018,2015 | 1:9
onshore_wind | power | 16000 | 2018 | 2015 | 1 | 9 | 2018,2015 | 1:9
solar | power | 41519.2768 | 2018 | 2015 | 1 | 9 | 2018,2015 | 1:9
battery | power | 3841.4328 | 2018 | 2016 | 1 | 9 | 2018,2016 | 1:9
electrolyser | hydrogen | 7432.6112 | 2018 | 2016 | 1 | 9 | 2018,2016 | 1:9
h2_elec_conversion | power | 14988.8343 | 2018 | 2016 | 1 | 9 | 2018,2016 | 1:9
h2_salt_cavern | hydrogen | 26765.7755 | 2018 | 2016 | 1 | 9 | 2018,2016 | 1:9
nuclear | power | 1650 | 2018 | 2016 | 1 | 9 | 2018,2016 | 1:9
offshore_wind | power | 25784.7432 | 2018 | 2016 | 1 | 9 | 2018,2016 | 1:9
onshore_wind | power | 16000 | 2018 | 2016 | 1 | 9 | 2018,2016 | 1:9
solar | power | 49005.0452 | 2018 | 2016 | 1 | 9 | 2018,2016 | 1:9
battery | power | 5681.4398 | 2018 | 2017 | 1 | 9 | 2018,2017 | 1:9
electrolyser | hydrogen | 7475.8197 | 2018 | 2017 | 1 | 9 | 2018,2017 | 1:9
h2_elec_conversion | power | 14741.3887 | 2018 | 2017 | 1 | 9 | 2018,2017 | 1:9
h2_salt_cavern | hydrogen | 26323.9085 | 2018 | 2017 | 1 | 9 | 2018,2017 | 1:9
nuclear | power | 1650 | 2018 | 2017 | 1 | 9 | 2018,2017 | 1:9
offshore_wind | power | 26011.2653 | 2018 | 2017 | 1 | 9 | 2018,2017 | 1:9
onshore_wind | power | 16000 | 2018 | 2017 | 1 | 9 | 2018,2017 | 1:9
solar | power | 43029.018 | 2018 | 2017 | 1 | 9 | 2018,2017 | 1:9
battery | power | 3565.302 | 2018 | 2019 | 1 | 9 | 2018,2019 | 1:9
electrolyser | hydrogen | 7199.9044 | 2018 | 2019 | 1 | 9 | 2018,2019 | 1:9
h2_elec_conversion | power | 14889.0691 | 2018 | 2019 | 1 | 9 | 2018,2019 | 1:9
h2_salt_cavern | hydrogen | 26587.6233 | 2018 | 2019 | 1 | 9 | 2018,2019 | 1:9
nuclear | power | 1650 | 2018 | 2019 | 1 | 9 | 2018,2019 | 1:9
offshore_wind | power | 26645.519 | 2018 | 2019 | 1 | 9 | 2018,2019 | 1:9
onshore_wind | power | 16000 | 2018 | 2019 | 1 | 9 | 2018,2019 | 1:9
solar | power | 38880.6986 | 2018 | 2019 | 1 | 9 | 2018,2019 | 1:9
battery | power | 2350.8348 | 2019 | 2010 | 1 | 9 | 2019,2010 | 1:9
electrolyser | hydrogen | 7974.034 | 2019 | 2010 | 1 | 9 | 2019,2010 | 1:9
h2_elec_conversion | power | 15796.8 | 2019 | 2010 | 1 | 9 | 2019,2010 | 1:9
h2_salt_cavern | hydrogen | 28208.5714 | 2019 | 2010 | 1 | 9 | 2019,2010 | 1:9
nuclear | power | 1650 | 2019 | 2010 | 1 | 9 | 2019,2010 | 1:9
offshore_wind | power | 28967.4989 | 2019 | 2010 | 1 | 9 | 2019,2010 | 1:9
onshore_wind | power | 16000 | 2019 | 2010 | 1 | 9 | 2019,2010 | 1:9
solar | power | 40950.6467 | 2019 | 2010 | 1 | 9 | 2019,2010 | 1:9
battery | power | 2350.8403 | 2019 | 2010 | 9 | 1 | 2019,2010 | 9:1
electrolyser | hydrogen | 7986.8956 | 2019 | 2010 | 9 | 1 | 2019,2010 | 9:1
h2_elec_conversion | power | 15796.8 | 2019 | 2010 | 9 | 1 | 2019,2010 | 9:1
h2_salt_cavern | hydrogen | 28208.5714 | 2019 | 2010 | 9 | 1 | 2019,2010 | 9:1
nuclear | power | 1650 | 2019 | 2010 | 9 | 1 | 2019,2010 | 9:1
offshore_wind | power | 28949.6734 | 2019 | 2010 | 9 | 1 | 2019,2010 | 9:1
onshore_wind | power | 16000 | 2019 | 2010 | 9 | 1 | 2019,2010 | 9:1
solar | power | 40937.1111 | 2019 | 2010 | 9 | 1 | 2019,2010 | 9:1
battery | power | 3055.3043 | 2019 | 2011 | 1 | 9 | 2019,2011 | 1:9
electrolyser | hydrogen | 6905.6709 | 2019 | 2011 | 1 | 9 | 2019,2011 | 1:9
h2_elec_conversion | power | 15078.0004 | 2019 | 2011 | 1 | 9 | 2019,2011 | 1:9
h2_salt_cavern | hydrogen | 26925.0008 | 2019 | 2011 | 1 | 9 | 2019,2011 | 1:9
nuclear | power | 1650 | 2019 | 2011 | 1 | 9 | 2019,2011 | 1:9
offshore_wind | power | 27939.5954 | 2019 | 2011 | 1 | 9 | 2019,2011 | 1:9
onshore_wind | power | 16000 | 2019 | 2011 | 1 | 9 | 2019,2011 | 1:9
solar | power | 37113.1551 | 2019 | 2011 | 1 | 9 | 2019,2011 | 1:9
battery | power | 2241.6199 | 2019 | 2012 | 1 | 9 | 2019,2012 | 1:9
electrolyser | hydrogen | 7149.4297 | 2019 | 2012 | 1 | 9 | 2019,2012 | 1:9
h2_elec_conversion | power | 15229.2096 | 2019 | 2012 | 1 | 9 | 2019,2012 | 1:9
h2_salt_cavern | hydrogen | 27195.0171 | 2019 | 2012 | 1 | 9 | 2019,2012 | 1:9
nuclear | power | 1650 | 2019 | 2012 | 1 | 9 | 2019,2012 | 1:9
offshore_wind | power | 27818.5914 | 2019 | 2012 | 1 | 9 | 2019,2012 | 1:9
onshore_wind | power | 16000 | 2019 | 2012 | 1 | 9 | 2019,2012 | 1:9
solar | power | 36925.4496 | 2019 | 2012 | 1 | 9 | 2019,2012 | 1:9
battery | power | 3092.5589 | 2019 | 2013 | 1 | 9 | 2019,2013 | 1:9
electrolyser | hydrogen | 7042.2648 | 2019 | 2013 | 1 | 9 | 2019,2013 | 1:9
h2_elec_conversion | power | 14949.0678 | 2019 | 2013 | 1 | 9 | 2019,2013 | 1:9
h2_salt_cavern | hydrogen | 26694.764 | 2019 | 2013 | 1 | 9 | 2019,2013 | 1:9
nuclear | power | 1650 | 2019 | 2013 | 1 | 9 | 2019,2013 | 1:9
offshore_wind | power | 27831.6583 | 2019 | 2013 | 1 | 9 | 2019,2013 | 1:9
onshore_wind | power | 16000 | 2019 | 2013 | 1 | 9 | 2019,2013 | 1:9
solar | power | 37061.6213 | 2019 | 2013 | 1 | 9 | 2019,2013 | 1:9
battery | power | 4923.6517 | 2019 | 2014 | 1 | 9 | 2019,2014 | 1:9
electrolyser | hydrogen | 8310.7844 | 2019 | 2014 | 1 | 9 | 2019,2014 | 1:9
h2_elec_conversion | power | 14919.3722 | 2019 | 2014 | 1 | 9 | 2019,2014 | 1:9
h2_salt_cavern | hydrogen | 26641.7361 | 2019 | 2014 | 1 | 9 | 2019,2014 | 1:9
nuclear | power | 1650 | 2019 | 2014 | 1 | 9 | 2019,2014 | 1:9
offshore_wind | power | 22219.5753 | 2019 | 2014 | 1 | 9 | 2019,2014 | 1:9
onshore_wind | power | 16000 | 2019 | 2014 | 1 | 9 | 2019,2014 | 1:9
solar | power | 53716.895 | 2019 | 2014 | 1 | 9 | 2019,2014 | 1:9
battery | power | 1469.4249 | 2019 | 2015 | 1 | 9 | 2019,2015 | 1:9
electrolyser | hydrogen | 7126.6521 | 2019 | 2015 | 1 | 9 | 2019,2015 | 1:9
h2_elec_conversion | power | 15503.0094 | 2019 | 2015 | 1 | 9 | 2019,2015 | 1:9
h2_salt_cavern | hydrogen | 27683.9453 | 2019 | 2015 | 1 | 9 | 2019,2015 | 1:9
nuclear | power | 1650 | 2019 | 2015 | 1 | 9 | 2019,2015 | 1:9
offshore_wind | power | 26953.1485 | 2019 | 2015 | 1 | 9 | 2019,2015 | 1:9
onshore_wind | power | 16000 | 2019 | 2015 | 1 | 9 | 2019,2015 | 1:9
solar | power | 35044.7934 | 2019 | 2015 | 1 | 9 | 2019,2015 | 1:9
battery | power | 3657.3976 | 2019 | 2016 | 1 | 9 | 2019,2016 | 1:9
electrolyser | hydrogen | 7421.8633 | 2019 | 2016 | 1 | 9 | 2019,2016 | 1:9
h2_elec_conversion | power | 15014.8655 | 2019 | 2016 | 1 | 9 | 2019,2016 | 1:9
h2_salt_cavern | hydrogen | 26812.2599 | 2019 | 2016 | 1 | 9 | 2019,2016 | 1:9
nuclear | power | 1650 | 2019 | 2016 | 1 | 9 | 2019,2016 | 1:9
offshore_wind | power | 27973.6315 | 2019 | 2016 | 1 | 9 | 2019,2016 | 1:9
onshore_wind | power | 16000 | 2019 | 2016 | 1 | 9 | 2019,2016 | 1:9
solar | power | 44557.0605 | 2019 | 2016 | 1 | 9 | 2019,2016 | 1:9
battery | power | 3520.7791 | 2019 | 2017 | 1 | 9 | 2019,2017 | 1:9
electrolyser | hydrogen | 7271.3402 | 2019 | 2017 | 1 | 9 | 2019,2017 | 1:9
h2_elec_conversion | power | 15088.6263 | 2019 | 2017 | 1 | 9 | 2019,2017 | 1:9
h2_salt_cavern | hydrogen | 26943.9756 | 2019 | 2017 | 1 | 9 | 2019,2017 | 1:9
nuclear | power | 1650 | 2019 | 2017 | 1 | 9 | 2019,2017 | 1:9
offshore_wind | power | 27981.9291 | 2019 | 2017 | 1 | 9 | 2019,2017 | 1:9
onshore_wind | power | 16000 | 2019 | 2017 | 1 | 9 | 2019,2017 | 1:9
solar | power | 38287.4993 | 2019 | 2017 | 1 | 9 | 2019,2017 | 1:9
battery | power | 3546.276 | 2019 | 2018 | 1 | 9 | 2019,2018 | 1:9
electrolyser | hydrogen | 7181.9435 | 2019 | 2018 | 1 | 9 | 2019,2018 | 1:9
h2_elec_conversion | power | 14891.2106 | 2019 | 2018 | 1 | 9 | 2019,2018 | 1:9
h2_salt_cavern | hydrogen | 26591.4475 | 2019 | 2018 | 1 | 9 | 2019,2018 | 1:9
nuclear | power | 1650 | 2019 | 2018 | 1 | 9 | 2019,2018 | 1:9
offshore_wind | power | 26712.9806 | 2019 | 2018 | 1 | 9 | 2019,2018 | 1:9
onshore_wind | power | 16000 | 2019 | 2018 | 1 | 9 | 2019,2018 | 1:9
solar | power | 38751.9803 | 2019 | 2018 | 1 | 9 | 2019,2018 | 1:9

## cluster_results_flow_cap (2)
techs | carriers | Value | source_model
battery | power | 3644.6381 | reference_full_horizon_2010_2019
electrolyser | hydrogen | 7024.1333 | reference_full_horizon_2010_2019
h2_elec_conversion | power | 15657.4371 | reference_full_horizon_2010_2019
h2_salt_cavern | hydrogen | 27959.7092 | reference_full_horizon_2010_2019
nuclear | power | 1650 | reference_full_horizon_2010_2019
offshore_wind | power | 26555.8149 | reference_full_horizon_2010_2019
onshore_wind | power | 16000 | reference_full_horizon_2010_2019
solar | power | 50036.0283 | reference_full_horizon_2010_2019
battery | power | 2336.6079 | results_plan_cluster_2010_2011_weights_1_9.netcdf
electrolyser | hydrogen | 7482.1738 | results_plan_cluster_2010_2011_weights_1_9.netcdf
h2_elec_conversion | power | 15799.0968 | results_plan_cluster_2010_2011_weights_1_9.netcdf
h2_salt_cavern | hydrogen | 28212.6728 | results_plan_cluster_2010_2011_weights_1_9.netcdf
nuclear | power | 1650 | results_plan_cluster_2010_2011_weights_1_9.netcdf
offshore_wind | power | 29032.0664 | results_plan_cluster_2010_2011_weights_1_9.netcdf
onshore_wind | power | 16000 | results_plan_cluster_2010_2011_weights_1_9.netcdf
solar | power | 41063.3735 | results_plan_cluster_2010_2011_weights_1_9.netcdf
battery | power | 2350.9836 | results_plan_cluster_2010_2012_weights_1_9.netcdf
electrolyser | hydrogen | 7998.1498 | results_plan_cluster_2010_2012_weights_1_9.netcdf
h2_elec_conversion | power | 15796.8 | results_plan_cluster_2010_2012_weights_1_9.netcdf
h2_salt_cavern | hydrogen | 28208.5714 | results_plan_cluster_2010_2012_weights_1_9.netcdf
nuclear | power | 1650 | results_plan_cluster_2010_2012_weights_1_9.netcdf
offshore_wind | power | 28486.3084 | results_plan_cluster_2010_2012_weights_1_9.netcdf
onshore_wind | power | 16000 | results_plan_cluster_2010_2012_weights_1_9.netcdf
solar | power | 43313.2087 | results_plan_cluster_2010_2012_weights_1_9.netcdf
battery | power | 2336.4947 | results_plan_cluster_2010_2013_weights_1_9.netcdf
electrolyser | hydrogen | 7794.0636 | results_plan_cluster_2010_2013_weights_1_9.netcdf
h2_elec_conversion | power | 15799.1334 | results_plan_cluster_2010_2013_weights_1_9.netcdf
h2_salt_cavern | hydrogen | 28212.7382 | results_plan_cluster_2010_2013_weights_1_9.netcdf
nuclear | power | 1650 | results_plan_cluster_2010_2013_weights_1_9.netcdf
offshore_wind | power | 28666.2864 | results_plan_cluster_2010_2013_weights_1_9.netcdf
onshore_wind | power | 16000 | results_plan_cluster_2010_2013_weights_1_9.netcdf
solar | power | 43738.0341 | results_plan_cluster_2010_2013_weights_1_9.netcdf
battery | power | 2351.3366 | results_plan_cluster_2010_2014_weights_1_9.netcdf
electrolyser | hydrogen | 8221.2878 | results_plan_cluster_2010_2014_weights_1_9.netcdf
h2_elec_conversion | power | 15796.8 | results_plan_cluster_2010_2014_weights_1_9.netcdf
h2_salt_cavern | hydrogen | 28208.5714 | results_plan_cluster_2010_2014_weights_1_9.netcdf
nuclear | power | 1650 | results_plan_cluster_2010_2014_weights_1_9.netcdf
offshore_wind | power | 27345.0681 | results_plan_cluster_2010_2014_weights_1_9.netcdf
onshore_wind | power | 16000 | results_plan_cluster_2010_2014_weights_1_9.netcdf
solar | power | 46409.6051 | results_plan_cluster_2010_2014_weights_1_9.netcdf
battery | power | 2336.0318 | results_plan_cluster_2010_2015_weights_1_9.netcdf
electrolyser | hydrogen | 7898.7148 | results_plan_cluster_2010_2015_weights_1_9.netcdf
h2_elec_conversion | power | 15799.283 | results_plan_cluster_2010_2015_weights_1_9.netcdf
h2_salt_cavern | hydrogen | 28213.0054 | results_plan_cluster_2010_2015_weights_1_9.netcdf
nuclear | power | 1650 | results_plan_cluster_2010_2015_weights_1_9.netcdf
offshore_wind | power | 27169.5382 | results_plan_cluster_2010_2015_weights_1_9.netcdf
onshore_wind | power | 16000 | results_plan_cluster_2010_2015_weights_1_9.netcdf
solar | power | 43478.4323 | results_plan_cluster_2010_2015_weights_1_9.netcdf
battery | power | 2350.1792 | results_plan_cluster_2010_2016_weights_1_9.netcdf
electrolyser | hydrogen | 7507.2331 | results_plan_cluster_2010_2016_weights_1_9.netcdf
h2_elec_conversion | power | 15796.8 | results_plan_cluster_2010_2016_weights_1_9.netcdf
h2_salt_cavern | hydrogen | 28208.5714 | results_plan_cluster_2010_2016_weights_1_9.netcdf
nuclear | power | 1650 | results_plan_cluster_2010_2016_weights_1_9.netcdf
offshore_wind | power | 31087.2745 | results_plan_cluster_2010_2016_weights_1_9.netcdf
onshore_wind | power | 16000 | results_plan_cluster_2010_2016_weights_1_9.netcdf
solar | power | 44788.9956 | results_plan_cluster_2010_2016_weights_1_9.netcdf
battery | power | 2350.9093 | results_plan_cluster_2010_2017_weights_1_9.netcdf
electrolyser | hydrogen | 8045.5804 | results_plan_cluster_2010_2017_weights_1_9.netcdf
h2_elec_conversion | power | 15796.8 | results_plan_cluster_2010_2017_weights_1_9.netcdf
h2_salt_cavern | hydrogen | 28208.5714 | results_plan_cluster_2010_2017_weights_1_9.netcdf
nuclear | power | 1650 | results_plan_cluster_2010_2017_weights_1_9.netcdf
offshore_wind | power | 28726.7196 | results_plan_cluster_2010_2017_weights_1_9.netcdf
onshore_wind | power | 16000 | results_plan_cluster_2010_2017_weights_1_9.netcdf
solar | power | 45733.5096 | results_plan_cluster_2010_2017_weights_1_9.netcdf
battery | power | 2351.3981 | results_plan_cluster_2010_2018_weights_1_9.netcdf
electrolyser | hydrogen | 8062.4476 | results_plan_cluster_2010_2018_weights_1_9.netcdf
h2_elec_conversion | power | 15796.8 | results_plan_cluster_2010_2018_weights_1_9.netcdf
h2_salt_cavern | hydrogen | 28208.5714 | results_plan_cluster_2010_2018_weights_1_9.netcdf
nuclear | power | 1650 | results_plan_cluster_2010_2018_weights_1_9.netcdf
offshore_wind | power | 27146.1377 | results_plan_cluster_2010_2018_weights_1_9.netcdf
onshore_wind | power | 16000 | results_plan_cluster_2010_2018_weights_1_9.netcdf
solar | power | 45021.4625 | results_plan_cluster_2010_2018_weights_1_9.netcdf
battery | power | 2350.8403 | results_plan_cluster_2010_2019_weights_1_9.netcdf
electrolyser | hydrogen | 7986.8956 | results_plan_cluster_2010_2019_weights_1_9.netcdf
h2_elec_conversion | power | 15796.8 | results_plan_cluster_2010_2019_weights_1_9.netcdf
h2_salt_cavern | hydrogen | 28208.5714 | results_plan_cluster_2010_2019_weights_1_9.netcdf
nuclear | power | 1650 | results_plan_cluster_2010_2019_weights_1_9.netcdf
offshore_wind | power | 28949.6734 | results_plan_cluster_2010_2019_weights_1_9.netcdf
onshore_wind | power | 16000 | results_plan_cluster_2010_2019_weights_1_9.netcdf
solar | power | 40937.1111 | results_plan_cluster_2010_2019_weights_1_9.netcdf
battery | power | 2336.5921 | results_plan_cluster_2011_2010_weights_1_9.netcdf
electrolyser | hydrogen | 7513.3807 | results_plan_cluster_2011_2010_weights_1_9.netcdf
h2_elec_conversion | power | 15799.1019 | results_plan_cluster_2011_2010_weights_1_9.netcdf
h2_salt_cavern | hydrogen | 28212.6819 | results_plan_cluster_2011_2010_weights_1_9.netcdf
nuclear | power | 1650 | results_plan_cluster_2011_2010_weights_1_9.netcdf
offshore_wind | power | 28981.185 | results_plan_cluster_2011_2010_weights_1_9.netcdf
onshore_wind | power | 16000 | results_plan_cluster_2011_2010_weights_1_9.netcdf
solar | power | 41022.6174 | results_plan_cluster_2011_2010_weights_1_9.netcdf
battery | power | 2336.6079 | results_plan_cluster_2011_2010_weights_9_1.netcdf
electrolyser | hydrogen | 7482.1738 | results_plan_cluster_2011_2010_weights_9_1.netcdf
h2_elec_conversion | power | 15799.0968 | results_plan_cluster_2011_2010_weights_9_1.netcdf
h2_salt_cavern | hydrogen | 28212.6728 | results_plan_cluster_2011_2010_weights_9_1.netcdf
nuclear | power | 1650 | results_plan_cluster_2011_2010_weights_9_1.netcdf
offshore_wind | power | 29032.0664 | results_plan_cluster_2011_2010_weights_9_1.netcdf
onshore_wind | power | 16000 | results_plan_cluster_2011_2010_weights_9_1.netcdf
solar | power | 41063.3735 | results_plan_cluster_2011_2010_weights_9_1.netcdf
battery | power | 3087.3762 | results_plan_cluster_2011_2012_weights_1_9.netcdf
electrolyser | hydrogen | 7311.512 | results_plan_cluster_2011_2012_weights_1_9.netcdf
h2_elec_conversion | power | 15109.0548 | results_plan_cluster_2011_2012_weights_1_9.netcdf
h2_salt_cavern | hydrogen | 26980.455 | results_plan_cluster_2011_2012_weights_1_9.netcdf
nuclear | power | 1650 | results_plan_cluster_2011_2012_weights_1_9.netcdf
offshore_wind | power | 26239.9394 | results_plan_cluster_2011_2012_weights_1_9.netcdf
onshore_wind | power | 16000 | results_plan_cluster_2011_2012_weights_1_9.netcdf
solar | power | 41862.989 | results_plan_cluster_2011_2012_weights_1_9.netcdf
battery | power | 3745.1202 | results_plan_cluster_2011_2013_weights_1_9.netcdf
electrolyser | hydrogen | 7476.6437 | results_plan_cluster_2011_2013_weights_1_9.netcdf
h2_elec_conversion | power | 14980.7077 | results_plan_cluster_2011_2013_weights_1_9.netcdf
h2_salt_cavern | hydrogen | 26751.2638 | results_plan_cluster_2011_2013_weights_1_9.netcdf
nuclear | power | 1650 | results_plan_cluster_2011_2013_weights_1_9.netcdf
offshore_wind | power | 25421.449 | results_plan_cluster_2011_2013_weights_1_9.netcdf
onshore_wind | power | 16000 | results_plan_cluster_2011_2013_weights_1_9.netcdf
solar | power | 43232.3093 | results_plan_cluster_2011_2013_weights_1_9.netcdf
battery | power | 2612.6955 | results_plan_cluster_2011_2014_weights_1_9.netcdf
electrolyser | hydrogen | 7935.7799 | results_plan_cluster_2011_2014_weights_1_9.netcdf
h2_elec_conversion | power | 15163.6096 | results_plan_cluster_2011_2014_weights_1_9.netcdf
h2_salt_cavern | hydrogen | 27077.8742 | results_plan_cluster_2011_2014_weights_1_9.netcdf
nuclear | power | 1650 | results_plan_cluster_2011_2014_weights_1_9.netcdf
offshore_wind | power | 25452.1546 | results_plan_cluster_2011_2014_weights_1_9.netcdf
onshore_wind | power | 16000 | results_plan_cluster_2011_2014_weights_1_9.netcdf
solar | power | 48681.7101 | results_plan_cluster_2011_2014_weights_1_9.netcdf
battery | power | 3423.0499 | results_plan_cluster_2011_2015_weights_1_9.netcdf
electrolyser | hydrogen | 7891.0588 | results_plan_cluster_2011_2015_weights_1_9.netcdf
h2_elec_conversion | power | 15188.8345 | results_plan_cluster_2011_2015_weights_1_9.netcdf
h2_salt_cavern | hydrogen | 27122.9188 | results_plan_cluster_2011_2015_weights_1_9.netcdf
nuclear | power | 1650 | results_plan_cluster_2011_2015_weights_1_9.netcdf
offshore_wind | power | 22206.823 | results_plan_cluster_2011_2015_weights_1_9.netcdf
onshore_wind | power | 16000 | results_plan_cluster_2011_2015_weights_1_9.netcdf
solar | power | 46703.8284 | results_plan_cluster_2011_2015_weights_1_9.netcdf
battery | power | 3573.8273 | results_plan_cluster_2011_2016_weights_1_9.netcdf
electrolyser | hydrogen | 7165.2788 | results_plan_cluster_2011_2016_weights_1_9.netcdf
h2_elec_conversion | power | 15025.0351 | results_plan_cluster_2011_2016_weights_1_9.netcdf
h2_salt_cavern | hydrogen | 26830.4199 | results_plan_cluster_2011_2016_weights_1_9.netcdf
nuclear | power | 1650 | results_plan_cluster_2011_2016_weights_1_9.netcdf
offshore_wind | power | 29938.9 | results_plan_cluster_2011_2016_weights_1_9.netcdf
onshore_wind | power | 16000 | results_plan_cluster_2011_2016_weights_1_9.netcdf
solar | power | 42763.8687 | results_plan_cluster_2011_2016_weights_1_9.netcdf
battery | power | 5120.0901 | results_plan_cluster_2011_2017_weights_1_9.netcdf
electrolyser | hydrogen | 7796.9808 | results_plan_cluster_2011_2017_weights_1_9.netcdf
h2_elec_conversion | power | 14832.8098 | results_plan_cluster_2011_2017_weights_1_9.netcdf
h2_salt_cavern | hydrogen | 26487.1603 | results_plan_cluster_2011_2017_weights_1_9.netcdf
nuclear | power | 1650 | results_plan_cluster_2011_2017_weights_1_9.netcdf
offshore_wind | power | 25373.6327 | results_plan_cluster_2011_2017_weights_1_9.netcdf
onshore_wind | power | 16000 | results_plan_cluster_2011_2017_weights_1_9.netcdf
solar | power | 44500.2992 | results_plan_cluster_2011_2017_weights_1_9.netcdf
battery | power | 3753.2248 | results_plan_cluster_2011_2018_weights_1_9.netcdf
electrolyser | hydrogen | 7194.4544 | results_plan_cluster_2011_2018_weights_1_9.netcdf
h2_elec_conversion | power | 14974.292 | results_plan_cluster_2011_2018_weights_1_9.netcdf
h2_salt_cavern | hydrogen | 26739.8072 | results_plan_cluster_2011_2018_weights_1_9.netcdf
nuclear | power | 1650 | results_plan_cluster_2011_2018_weights_1_9.netcdf
offshore_wind | power | 26325.0689 | results_plan_cluster_2011_2018_weights_1_9.netcdf
onshore_wind | power | 16000 | results_plan_cluster_2011_2018_weights_1_9.netcdf
solar | power | 40855.8335 | results_plan_cluster_2011_2018_weights_1_9.netcdf
battery | power | 3029.2498 | results_plan_cluster_2011_2019_weights_1_9.netcdf
electrolyser | hydrogen | 6917.6776 | results_plan_cluster_2011_2019_weights_1_9.netcdf
h2_elec_conversion | power | 15082.3514 | results_plan_cluster_2011_2019_weights_1_9.netcdf
h2_salt_cavern | hydrogen | 26932.7704 | results_plan_cluster_2011_2019_weights_1_9.netcdf
nuclear | power | 1650 | results_plan_cluster_2011_2019_weights_1_9.netcdf
offshore_wind | power | 27915.0156 | results_plan_cluster_2011_2019_weights_1_9.netcdf
onshore_wind | power | 16000 | results_plan_cluster_2011_2019_weights_1_9.netcdf
solar | power | 37099.1147 | results_plan_cluster_2011_2019_weights_1_9.netcdf
battery | power | 2350.9855 | results_plan_cluster_2012_2010_weights_1_9.netcdf
electrolyser | hydrogen | 8002.1295 | results_plan_cluster_2012_2010_weights_1_9.netcdf
h2_elec_conversion | power | 15796.8 | results_plan_cluster_2012_2010_weights_1_9.netcdf
h2_salt_cavern | hydrogen | 28208.5714 | results_plan_cluster_2012_2010_weights_1_9.netcdf
nuclear | power | 1650 | results_plan_cluster_2012_2010_weights_1_9.netcdf
offshore_wind | power | 28480.3329 | results_plan_cluster_2012_2010_weights_1_9.netcdf
onshore_wind | power | 16000 | results_plan_cluster_2012_2010_weights_1_9.netcdf
solar | power | 43314.0618 | results_plan_cluster_2012_2010_weights_1_9.netcdf
battery | power | 2350.9836 | results_plan_cluster_2012_2010_weights_9_1.netcdf
electrolyser | hydrogen | 7998.1498 | results_plan_cluster_2012_2010_weights_9_1.netcdf
h2_elec_conversion | power | 15796.8 | results_plan_cluster_2012_2010_weights_9_1.netcdf
h2_salt_cavern | hydrogen | 28208.5714 | results_plan_cluster_2012_2010_weights_9_1.netcdf
nuclear | power | 1650 | results_plan_cluster_2012_2010_weights_9_1.netcdf
offshore_wind | power | 28486.3084 | results_plan_cluster_2012_2010_weights_9_1.netcdf
onshore_wind | power | 16000 | results_plan_cluster_2012_2010_weights_9_1.netcdf
solar | power | 43313.2087 | results_plan_cluster_2012_2010_weights_9_1.netcdf
battery | power | 3087.575 | results_plan_cluster_2012_2011_weights_1_9.netcdf
electrolyser | hydrogen | 7312.6096 | results_plan_cluster_2012_2011_weights_1_9.netcdf
h2_elec_conversion | power | 15109.034 | results_plan_cluster_2012_2011_weights_1_9.netcdf
h2_salt_cavern | hydrogen | 26980.4178 | results_plan_cluster_2012_2011_weights_1_9.netcdf
nuclear | power | 1650 | results_plan_cluster_2012_2011_weights_1_9.netcdf
offshore_wind | power | 26238.8644 | results_plan_cluster_2012_2011_weights_1_9.netcdf
onshore_wind | power | 16000 | results_plan_cluster_2012_2011_weights_1_9.netcdf
solar | power | 41859.5295 | results_plan_cluster_2012_2011_weights_1_9.netcdf
battery | power | 2178.7048 | results_plan_cluster_2012_2013_weights_1_9.netcdf
electrolyser | hydrogen | 7652.2599 | results_plan_cluster_2012_2013_weights_1_9.netcdf
h2_elec_conversion | power | 15249.5521 | results_plan_cluster_2012_2013_weights_1_9.netcdf
h2_salt_cavern | hydrogen | 27231.343 | results_plan_cluster_2012_2013_weights_1_9.netcdf
nuclear | power | 1650 | results_plan_cluster_2012_2013_weights_1_9.netcdf
offshore_wind | power | 26849.8998 | results_plan_cluster_2012_2013_weights_1_9.netcdf
onshore_wind | power | 16000 | results_plan_cluster_2012_2013_weights_1_9.netcdf
solar | power | 39719.483 | results_plan_cluster_2012_2013_weights_1_9.netcdf
battery | power | 2844.4446 | results_plan_cluster_2012_2014_weights_1_9.netcdf
electrolyser | hydrogen | 7960.2146 | results_plan_cluster_2012_2014_weights_1_9.netcdf
h2_elec_conversion | power | 15136.7256 | results_plan_cluster_2012_2014_weights_1_9.netcdf
h2_salt_cavern | hydrogen | 27029.8672 | results_plan_cluster_2012_2014_weights_1_9.netcdf
nuclear | power | 1650 | results_plan_cluster_2012_2014_weights_1_9.netcdf
offshore_wind | power | 27344.9993 | results_plan_cluster_2012_2014_weights_1_9.netcdf
onshore_wind | power | 16000 | results_plan_cluster_2012_2014_weights_1_9.netcdf
solar | power | 44348.6812 | results_plan_cluster_2012_2014_weights_1_9.netcdf
battery | power | 3430.7837 | results_plan_cluster_2012_2015_weights_1_9.netcdf
electrolyser | hydrogen | 7354.5884 | results_plan_cluster_2012_2015_weights_1_9.netcdf
h2_elec_conversion | power | 15186.6118 | results_plan_cluster_2012_2015_weights_1_9.netcdf
h2_salt_cavern | hydrogen | 27118.9497 | results_plan_cluster_2012_2015_weights_1_9.netcdf
nuclear | power | 1650 | results_plan_cluster_2012_2015_weights_1_9.netcdf
offshore_wind | power | 24985.2448 | results_plan_cluster_2012_2015_weights_1_9.netcdf
onshore_wind | power | 16000 | results_plan_cluster_2012_2015_weights_1_9.netcdf
solar | power | 43490.797 | results_plan_cluster_2012_2015_weights_1_9.netcdf
battery | power | 3008.5585 | results_plan_cluster_2012_2016_weights_1_9.netcdf
electrolyser | hydrogen | 8386.8559 | results_plan_cluster_2012_2016_weights_1_9.netcdf
h2_elec_conversion | power | 15115.1913 | results_plan_cluster_2012_2016_weights_1_9.netcdf
h2_salt_cavern | hydrogen | 26991.413 | results_plan_cluster_2012_2016_weights_1_9.netcdf
nuclear | power | 1650 | results_plan_cluster_2012_2016_weights_1_9.netcdf
offshore_wind | power | 30661.8222 | results_plan_cluster_2012_2016_weights_1_9.netcdf
onshore_wind | power | 16000 | results_plan_cluster_2012_2016_weights_1_9.netcdf
solar | power | 47007.6128 | results_plan_cluster_2012_2016_weights_1_9.netcdf
battery | power | 2534.4563 | results_plan_cluster_2012_2017_weights_1_9.netcdf
electrolyser | hydrogen | 7909.9796 | results_plan_cluster_2012_2017_weights_1_9.netcdf
h2_elec_conversion | power | 15249.3461 | results_plan_cluster_2012_2017_weights_1_9.netcdf
h2_salt_cavern | hydrogen | 27230.9751 | results_plan_cluster_2012_2017_weights_1_9.netcdf
nuclear | power | 1650 | results_plan_cluster_2012_2017_weights_1_9.netcdf
offshore_wind | power | 26777.9366 | results_plan_cluster_2012_2017_weights_1_9.netcdf
onshore_wind | power | 16000 | results_plan_cluster_2012_2017_weights_1_9.netcdf
solar | power | 41617.1525 | results_plan_cluster_2012_2017_weights_1_9.netcdf
battery | power | 3289.9334 | results_plan_cluster_2012_2018_weights_1_9.netcdf
electrolyser | hydrogen | 7449.2407 | results_plan_cluster_2012_2018_weights_1_9.netcdf
h2_elec_conversion | power | 15087.8078 | results_plan_cluster_2012_2018_weights_1_9.netcdf
h2_salt_cavern | hydrogen | 26942.5139 | results_plan_cluster_2012_2018_weights_1_9.netcdf
nuclear | power | 1650 | results_plan_cluster_2012_2018_weights_1_9.netcdf
offshore_wind | power | 25144.73 | results_plan_cluster_2012_2018_weights_1_9.netcdf
onshore_wind | power | 16000 | results_plan_cluster_2012_2018_weights_1_9.netcdf
solar | power | 44327.4367 | results_plan_cluster_2012_2018_weights_1_9.netcdf
battery | power | 2242.6655 | results_plan_cluster_2012_2019_weights_1_9.netcdf
electrolyser | hydrogen | 7162.5152 | results_plan_cluster_2012_2019_weights_1_9.netcdf
h2_elec_conversion | power | 15228.8715 | results_plan_cluster_2012_2019_weights_1_9.netcdf
h2_salt_cavern | hydrogen | 27194.4134 | results_plan_cluster_2012_2019_weights_1_9.netcdf
nuclear | power | 1650 | results_plan_cluster_2012_2019_weights_1_9.netcdf
offshore_wind | power | 27834.6914 | results_plan_cluster_2012_2019_weights_1_9.netcdf
onshore_wind | power | 16000 | results_plan_cluster_2012_2019_weights_1_9.netcdf
solar | power | 36760.1781 | results_plan_cluster_2012_2019_weights_1_9.netcdf
battery | power | 2336.4943 | results_plan_cluster_2013_2010_weights_1_9.netcdf
electrolyser | hydrogen | 7795.6372 | results_plan_cluster_2013_2010_weights_1_9.netcdf
h2_elec_conversion | power | 15799.1335 | results_plan_cluster_2013_2010_weights_1_9.netcdf
h2_salt_cavern | hydrogen | 28212.7384 | results_plan_cluster_2013_2010_weights_1_9.netcdf
nuclear | power | 1650 | results_plan_cluster_2013_2010_weights_1_9.netcdf
offshore_wind | power | 28664.7967 | results_plan_cluster_2013_2010_weights_1_9.netcdf
onshore_wind | power | 16000 | results_plan_cluster_2013_2010_weights_1_9.netcdf
solar | power | 43731.2269 | results_plan_cluster_2013_2010_weights_1_9.netcdf
battery | power | 2336.4947 | results_plan_cluster_2013_2010_weights_9_1.netcdf
electrolyser | hydrogen | 7794.0636 | results_plan_cluster_2013_2010_weights_9_1.netcdf
h2_elec_conversion | power | 15799.1334 | results_plan_cluster_2013_2010_weights_9_1.netcdf
h2_salt_cavern | hydrogen | 28212.7382 | results_plan_cluster_2013_2010_weights_9_1.netcdf
nuclear | power | 1650 | results_plan_cluster_2013_2010_weights_9_1.netcdf
offshore_wind | power | 28666.2864 | results_plan_cluster_2013_2010_weights_9_1.netcdf
onshore_wind | power | 16000 | results_plan_cluster_2013_2010_weights_9_1.netcdf
solar | power | 43738.0341 | results_plan_cluster_2013_2010_weights_9_1.netcdf
battery | power | 3744.9706 | results_plan_cluster_2013_2011_weights_1_9.netcdf
electrolyser | hydrogen | 7478.4596 | results_plan_cluster_2013_2011_weights_1_9.netcdf
h2_elec_conversion | power | 14980.8261 | results_plan_cluster_2013_2011_weights_1_9.netcdf
h2_salt_cavern | hydrogen | 26751.4752 | results_plan_cluster_2013_2011_weights_1_9.netcdf
nuclear | power | 1650 | results_plan_cluster_2013_2011_weights_1_9.netcdf
offshore_wind | power | 25404.7705 | results_plan_cluster_2013_2011_weights_1_9.netcdf
onshore_wind | power | 16000 | results_plan_cluster_2013_2011_weights_1_9.netcdf
solar | power | 43289.7566 | results_plan_cluster_2013_2011_weights_1_9.netcdf
battery | power | 2176.6823 | results_plan_cluster_2013_2012_weights_1_9.netcdf
electrolyser | hydrogen | 7655.4785 | results_plan_cluster_2013_2012_weights_1_9.netcdf
h2_elec_conversion | power | 15250.206 | results_plan_cluster_2013_2012_weights_1_9.netcdf
h2_salt_cavern | hydrogen | 27232.5108 | results_plan_cluster_2013_2012_weights_1_9.netcdf
nuclear | power | 1650 | results_plan_cluster_2013_2012_weights_1_9.netcdf
offshore_wind | power | 26818.7595 | results_plan_cluster_2013_2012_weights_1_9.netcdf
onshore_wind | power | 16000 | results_plan_cluster_2013_2012_weights_1_9.netcdf
solar | power | 39806.4339 | results_plan_cluster_2013_2012_weights_1_9.netcdf
battery | power | 2523.9868 | results_plan_cluster_2013_2014_weights_1_9.netcdf
electrolyser | hydrogen | 7852.2872 | results_plan_cluster_2013_2014_weights_1_9.netcdf
h2_elec_conversion | power | 15170.9839 | results_plan_cluster_2013_2014_weights_1_9.netcdf
h2_salt_cavern | hydrogen | 27091.0426 | results_plan_cluster_2013_2014_weights_1_9.netcdf
nuclear | power | 1650 | results_plan_cluster_2013_2014_weights_1_9.netcdf
offshore_wind | power | 27214.4934 | results_plan_cluster_2013_2014_weights_1_9.netcdf
onshore_wind | power | 16000 | results_plan_cluster_2013_2014_weights_1_9.netcdf
solar | power | 45264.5819 | results_plan_cluster_2013_2014_weights_1_9.netcdf
battery | power | 1970.7749 | results_plan_cluster_2013_2015_weights_1_9.netcdf
electrolyser | hydrogen | 7703.2201 | results_plan_cluster_2013_2015_weights_1_9.netcdf
h2_elec_conversion | power | 15422.9896 | results_plan_cluster_2013_2015_weights_1_9.netcdf
h2_salt_cavern | hydrogen | 27541.0528 | results_plan_cluster_2013_2015_weights_1_9.netcdf
nuclear | power | 1650 | results_plan_cluster_2013_2015_weights_1_9.netcdf
offshore_wind | power | 24005.2216 | results_plan_cluster_2013_2015_weights_1_9.netcdf
onshore_wind | power | 16000 | results_plan_cluster_2013_2015_weights_1_9.netcdf
solar | power | 43813.7009 | results_plan_cluster_2013_2015_weights_1_9.netcdf
battery | power | 3748.2638 | results_plan_cluster_2013_2016_weights_1_9.netcdf
electrolyser | hydrogen | 7042.1691 | results_plan_cluster_2013_2016_weights_1_9.netcdf
h2_elec_conversion | power | 15000.3682 | results_plan_cluster_2013_2016_weights_1_9.netcdf
h2_salt_cavern | hydrogen | 26786.3718 | results_plan_cluster_2013_2016_weights_1_9.netcdf
nuclear | power | 1650 | results_plan_cluster_2013_2016_weights_1_9.netcdf
offshore_wind | power | 27860.2882 | results_plan_cluster_2013_2016_weights_1_9.netcdf
onshore_wind | power | 16000 | results_plan_cluster_2013_2016_weights_1_9.netcdf
solar | power | 46978.9535 | results_plan_cluster_2013_2016_weights_1_9.netcdf
battery | power | 1799.2986 | results_plan_cluster_2013_2017_weights_1_9.netcdf
electrolyser | hydrogen | 7925.9054 | results_plan_cluster_2013_2017_weights_1_9.netcdf
h2_elec_conversion | power | 15367.3761 | results_plan_cluster_2013_2017_weights_1_9.netcdf
h2_salt_cavern | hydrogen | 27441.743 | results_plan_cluster_2013_2017_weights_1_9.netcdf
nuclear | power | 1650 | results_plan_cluster_2013_2017_weights_1_9.netcdf
offshore_wind | power | 27559.357 | results_plan_cluster_2013_2017_weights_1_9.netcdf
onshore_wind | power | 16000 | results_plan_cluster_2013_2017_weights_1_9.netcdf
solar | power | 40272.5194 | results_plan_cluster_2013_2017_weights_1_9.netcdf
battery | power | 3206.2455 | results_plan_cluster_2013_2018_weights_1_9.netcdf
electrolyser | hydrogen | 7269.2977 | results_plan_cluster_2013_2018_weights_1_9.netcdf
h2_elec_conversion | power | 14700.9697 | results_plan_cluster_2013_2018_weights_1_9.netcdf
h2_salt_cavern | hydrogen | 26251.7317 | results_plan_cluster_2013_2018_weights_1_9.netcdf
nuclear | power | 1650 | results_plan_cluster_2013_2018_weights_1_9.netcdf
offshore_wind | power | 26254.7152 | results_plan_cluster_2013_2018_weights_1_9.netcdf
onshore_wind | power | 16000 | results_plan_cluster_2013_2018_weights_1_9.netcdf
solar | power | 40994.8048 | results_plan_cluster_2013_2018_weights_1_9.netcdf
battery | power | 3092.9104 | results_plan_cluster_2013_2019_weights_1_9.netcdf
electrolyser | hydrogen | 7047.7917 | results_plan_cluster_2013_2019_weights_1_9.netcdf
h2_elec_conversion | power | 14948.8944 | results_plan_cluster_2013_2019_weights_1_9.netcdf
h2_salt_cavern | hydrogen | 26694.4543 | results_plan_cluster_2013_2019_weights_1_9.netcdf
nuclear | power | 1650 | results_plan_cluster_2013_2019_weights_1_9.netcdf
offshore_wind | power | 27840.0763 | results_plan_cluster_2013_2019_weights_1_9.netcdf
onshore_wind | power | 16000 | results_plan_cluster_2013_2019_weights_1_9.netcdf
solar | power | 37003.7313 | results_plan_cluster_2013_2019_weights_1_9.netcdf
battery | power | 2351.2984 | results_plan_cluster_2014_2010_weights_1_9.netcdf
electrolyser | hydrogen | 8191.7749 | results_plan_cluster_2014_2010_weights_1_9.netcdf
h2_elec_conversion | power | 15796.8 | results_plan_cluster_2014_2010_weights_1_9.netcdf
h2_salt_cavern | hydrogen | 28208.5714 | results_plan_cluster_2014_2010_weights_1_9.netcdf
nuclear | power | 1650 | results_plan_cluster_2014_2010_weights_1_9.netcdf
offshore_wind | power | 27468.3884 | results_plan_cluster_2014_2010_weights_1_9.netcdf
onshore_wind | power | 16000 | results_plan_cluster_2014_2010_weights_1_9.netcdf
solar | power | 46135.0927 | results_plan_cluster_2014_2010_weights_1_9.netcdf
battery | power | 2351.3366 | results_plan_cluster_2014_2010_weights_9_1.netcdf
electrolyser | hydrogen | 8221.2878 | results_plan_cluster_2014_2010_weights_9_1.netcdf
h2_elec_conversion | power | 15796.8 | results_plan_cluster_2014_2010_weights_9_1.netcdf
h2_salt_cavern | hydrogen | 28208.5714 | results_plan_cluster_2014_2010_weights_9_1.netcdf
nuclear | power | 1650 | results_plan_cluster_2014_2010_weights_9_1.netcdf
offshore_wind | power | 27345.0681 | results_plan_cluster_2014_2010_weights_9_1.netcdf
onshore_wind | power | 16000 | results_plan_cluster_2014_2010_weights_9_1.netcdf
solar | power | 46409.6051 | results_plan_cluster_2014_2010_weights_9_1.netcdf
battery | power | 2612.6542 | results_plan_cluster_2014_2011_weights_1_9.netcdf
electrolyser | hydrogen | 7948.4513 | results_plan_cluster_2014_2011_weights_1_9.netcdf
h2_elec_conversion | power | 15163.6748 | results_plan_cluster_2014_2011_weights_1_9.netcdf
h2_salt_cavern | hydrogen | 27077.9908 | results_plan_cluster_2014_2011_weights_1_9.netcdf
nuclear | power | 1650 | results_plan_cluster_2014_2011_weights_1_9.netcdf
offshore_wind | power | 25441.7791 | results_plan_cluster_2014_2011_weights_1_9.netcdf
onshore_wind | power | 16000 | results_plan_cluster_2014_2011_weights_1_9.netcdf
solar | power | 48629.8666 | results_plan_cluster_2014_2011_weights_1_9.netcdf
battery | power | 2842.8445 | results_plan_cluster_2014_2012_weights_1_9.netcdf
electrolyser | hydrogen | 7954.7374 | results_plan_cluster_2014_2012_weights_1_9.netcdf
h2_elec_conversion | power | 15136.8725 | results_plan_cluster_2014_2012_weights_1_9.netcdf
h2_salt_cavern | hydrogen | 27030.1294 | results_plan_cluster_2014_2012_weights_1_9.netcdf
nuclear | power | 1650 | results_plan_cluster_2014_2012_weights_1_9.netcdf
offshore_wind | power | 27355.6495 | results_plan_cluster_2014_2012_weights_1_9.netcdf
onshore_wind | power | 16000 | results_plan_cluster_2014_2012_weights_1_9.netcdf
solar | power | 44346.6094 | results_plan_cluster_2014_2012_weights_1_9.netcdf
battery | power | 2503.578 | results_plan_cluster_2014_2013_weights_1_9.netcdf
electrolyser | hydrogen | 7870.1532 | results_plan_cluster_2014_2013_weights_1_9.netcdf
h2_elec_conversion | power | 15174.0463 | results_plan_cluster_2014_2013_weights_1_9.netcdf
h2_salt_cavern | hydrogen | 27096.5112 | results_plan_cluster_2014_2013_weights_1_9.netcdf
nuclear | power | 1650 | results_plan_cluster_2014_2013_weights_1_9.netcdf
offshore_wind | power | 27510.7483 | results_plan_cluster_2014_2013_weights_1_9.netcdf
onshore_wind | power | 16000 | results_plan_cluster_2014_2013_weights_1_9.netcdf
solar | power | 44566.4151 | results_plan_cluster_2014_2013_weights_1_9.netcdf
battery | power | 5057.4016 | results_plan_cluster_2014_2015_weights_1_9.netcdf
electrolyser | hydrogen | 8353.2779 | results_plan_cluster_2014_2015_weights_1_9.netcdf
h2_elec_conversion | power | 15012.8133 | results_plan_cluster_2014_2015_weights_1_9.netcdf
h2_salt_cavern | hydrogen | 26808.5951 | results_plan_cluster_2014_2015_weights_1_9.netcdf
nuclear | power | 1650 | results_plan_cluster_2014_2015_weights_1_9.netcdf
offshore_wind | power | 21955.7985 | results_plan_cluster_2014_2015_weights_1_9.netcdf
onshore_wind | power | 16000 | results_plan_cluster_2014_2015_weights_1_9.netcdf
solar | power | 54124.502 | results_plan_cluster_2014_2015_weights_1_9.netcdf
battery | power | 3077.2993 | results_plan_cluster_2014_2016_weights_1_9.netcdf
electrolyser | hydrogen | 7498.4332 | results_plan_cluster_2014_2016_weights_1_9.netcdf
h2_elec_conversion | power | 15110.4613 | results_plan_cluster_2014_2016_weights_1_9.netcdf
h2_salt_cavern | hydrogen | 26982.9665 | results_plan_cluster_2014_2016_weights_1_9.netcdf
nuclear | power | 1650 | results_plan_cluster_2014_2016_weights_1_9.netcdf
offshore_wind | power | 26907.0723 | results_plan_cluster_2014_2016_weights_1_9.netcdf
onshore_wind | power | 16000 | results_plan_cluster_2014_2016_weights_1_9.netcdf
solar | power | 47764.5207 | results_plan_cluster_2014_2016_weights_1_9.netcdf
battery | power | 4000.0878 | results_plan_cluster_2014_2017_weights_1_9.netcdf
electrolyser | hydrogen | 7755.8869 | results_plan_cluster_2014_2017_weights_1_9.netcdf
h2_elec_conversion | power | 15013.0128 | results_plan_cluster_2014_2017_weights_1_9.netcdf
h2_salt_cavern | hydrogen | 26808.9514 | results_plan_cluster_2014_2017_weights_1_9.netcdf
nuclear | power | 1650 | results_plan_cluster_2014_2017_weights_1_9.netcdf
offshore_wind | power | 26196.5305 | results_plan_cluster_2014_2017_weights_1_9.netcdf
onshore_wind | power | 16000 | results_plan_cluster_2014_2017_weights_1_9.netcdf
solar | power | 47453.149 | results_plan_cluster_2014_2017_weights_1_9.netcdf
battery | power | 4875.5006 | results_plan_cluster_2014_2018_weights_1_9.netcdf
electrolyser | hydrogen | 8373.5912 | results_plan_cluster_2014_2018_weights_1_9.netcdf
h2_elec_conversion | power | 14925.0639 | results_plan_cluster_2014_2018_weights_1_9.netcdf
h2_salt_cavern | hydrogen | 26651.8997 | results_plan_cluster_2014_2018_weights_1_9.netcdf
nuclear | power | 1650 | results_plan_cluster_2014_2018_weights_1_9.netcdf
offshore_wind | power | 21832.3906 | results_plan_cluster_2014_2018_weights_1_9.netcdf
onshore_wind | power | 16000 | results_plan_cluster_2014_2018_weights_1_9.netcdf
solar | power | 54435.193 | results_plan_cluster_2014_2018_weights_1_9.netcdf
battery | power | 4924.3646 | results_plan_cluster_2014_2019_weights_1_9.netcdf
electrolyser | hydrogen | 8312.7275 | results_plan_cluster_2014_2019_weights_1_9.netcdf
h2_elec_conversion | power | 14919.3015 | results_plan_cluster_2014_2019_weights_1_9.netcdf
h2_salt_cavern | hydrogen | 26641.6098 | results_plan_cluster_2014_2019_weights_1_9.netcdf
nuclear | power | 1650 | results_plan_cluster_2014_2019_weights_1_9.netcdf
offshore_wind | power | 22224.387 | results_plan_cluster_2014_2019_weights_1_9.netcdf
onshore_wind | power | 16000 | results_plan_cluster_2014_2019_weights_1_9.netcdf
solar | power | 53689.4566 | results_plan_cluster_2014_2019_weights_1_9.netcdf
battery | power | 2351.4027 | results_plan_cluster_2015_2010_weights_1_9.netcdf
electrolyser | hydrogen | 7905.8813 | results_plan_cluster_2015_2010_weights_1_9.netcdf
h2_elec_conversion | power | 15796.8 | results_plan_cluster_2015_2010_weights_1_9.netcdf
h2_salt_cavern | hydrogen | 28208.5714 | results_plan_cluster_2015_2010_weights_1_9.netcdf
nuclear | power | 1650 | results_plan_cluster_2015_2010_weights_1_9.netcdf
offshore_wind | power | 27131.2038 | results_plan_cluster_2015_2010_weights_1_9.netcdf
onshore_wind | power | 16000 | results_plan_cluster_2015_2010_weights_1_9.netcdf
solar | power | 43553.6357 | results_plan_cluster_2015_2010_weights_1_9.netcdf
battery | power | 2336.0318 | results_plan_cluster_2015_2010_weights_9_1.netcdf
electrolyser | hydrogen | 7898.7148 | results_plan_cluster_2015_2010_weights_9_1.netcdf
h2_elec_conversion | power | 15799.283 | results_plan_cluster_2015_2010_weights_9_1.netcdf
h2_salt_cavern | hydrogen | 28213.0054 | results_plan_cluster_2015_2010_weights_9_1.netcdf
nuclear | power | 1650 | results_plan_cluster_2015_2010_weights_9_1.netcdf
offshore_wind | power | 27169.5382 | results_plan_cluster_2015_2010_weights_9_1.netcdf
onshore_wind | power | 16000 | results_plan_cluster_2015_2010_weights_9_1.netcdf
solar | power | 43478.4323 | results_plan_cluster_2015_2010_weights_9_1.netcdf
battery | power | 3422.643 | results_plan_cluster_2015_2011_weights_1_9.netcdf
electrolyser | hydrogen | 7924.7333 | results_plan_cluster_2015_2011_weights_1_9.netcdf
h2_elec_conversion | power | 15188.9515 | results_plan_cluster_2015_2011_weights_1_9.netcdf
h2_salt_cavern | hydrogen | 27123.1277 | results_plan_cluster_2015_2011_weights_1_9.netcdf
nuclear | power | 1650 | results_plan_cluster_2015_2011_weights_1_9.netcdf
offshore_wind | power | 22060.6433 | results_plan_cluster_2015_2011_weights_1_9.netcdf
onshore_wind | power | 16000 | results_plan_cluster_2015_2011_weights_1_9.netcdf
solar | power | 46983.1045 | results_plan_cluster_2015_2011_weights_1_9.netcdf
battery | power | 3430.7382 | results_plan_cluster_2015_2012_weights_1_9.netcdf
electrolyser | hydrogen | 7362.8305 | results_plan_cluster_2015_2012_weights_1_9.netcdf
h2_elec_conversion | power | 15186.6249 | results_plan_cluster_2015_2012_weights_1_9.netcdf
h2_salt_cavern | hydrogen | 27118.973 | results_plan_cluster_2015_2012_weights_1_9.netcdf
nuclear | power | 1650 | results_plan_cluster_2015_2012_weights_1_9.netcdf
offshore_wind | power | 24968.9042 | results_plan_cluster_2015_2012_weights_1_9.netcdf
onshore_wind | power | 16000 | results_plan_cluster_2015_2012_weights_1_9.netcdf
solar | power | 43498.5309 | results_plan_cluster_2015_2012_weights_1_9.netcdf
battery | power | 1975.7412 | results_plan_cluster_2015_2013_weights_1_9.netcdf
electrolyser | hydrogen | 7705.9128 | results_plan_cluster_2015_2013_weights_1_9.netcdf
h2_elec_conversion | power | 15422.195 | results_plan_cluster_2015_2013_weights_1_9.netcdf
h2_salt_cavern | hydrogen | 27539.634 | results_plan_cluster_2015_2013_weights_1_9.netcdf
nuclear | power | 1650 | results_plan_cluster_2015_2013_weights_1_9.netcdf
offshore_wind | power | 23981.3899 | results_plan_cluster_2015_2013_weights_1_9.netcdf
onshore_wind | power | 16000 | results_plan_cluster_2015_2013_weights_1_9.netcdf
solar | power | 43890.1254 | results_plan_cluster_2015_2013_weights_1_9.netcdf
battery | power | 5057.4395 | results_plan_cluster_2015_2014_weights_1_9.netcdf
electrolyser | hydrogen | 8369.867 | results_plan_cluster_2015_2014_weights_1_9.netcdf
h2_elec_conversion | power | 15012.8194 | results_plan_cluster_2015_2014_weights_1_9.netcdf
h2_salt_cavern | hydrogen | 26808.6061 | results_plan_cluster_2015_2014_weights_1_9.netcdf
nuclear | power | 1650 | results_plan_cluster_2015_2014_weights_1_9.netcdf
offshore_wind | power | 21935.3689 | results_plan_cluster_2015_2014_weights_1_9.netcdf
onshore_wind | power | 16000 | results_plan_cluster_2015_2014_weights_1_9.netcdf
solar | power | 54070.5029 | results_plan_cluster_2015_2014_weights_1_9.netcdf
battery | power | 3435.7674 | results_plan_cluster_2015_2016_weights_1_9.netcdf
electrolyser | hydrogen | 7363.4554 | results_plan_cluster_2015_2016_weights_1_9.netcdf
h2_elec_conversion | power | 15185.1795 | results_plan_cluster_2015_2016_weights_1_9.netcdf
h2_salt_cavern | hydrogen | 27116.3919 | results_plan_cluster_2015_2016_weights_1_9.netcdf
nuclear | power | 1650 | results_plan_cluster_2015_2016_weights_1_9.netcdf
offshore_wind | power | 26775.6796 | results_plan_cluster_2015_2016_weights_1_9.netcdf
onshore_wind | power | 16000 | results_plan_cluster_2015_2016_weights_1_9.netcdf
solar | power | 47406.7812 | results_plan_cluster_2015_2016_weights_1_9.netcdf
battery | power | 3429.5931 | results_plan_cluster_2015_2017_weights_1_9.netcdf
electrolyser | hydrogen | 7991.3839 | results_plan_cluster_2015_2017_weights_1_9.netcdf
h2_elec_conversion | power | 15186.954 | results_plan_cluster_2015_2017_weights_1_9.netcdf
h2_salt_cavern | hydrogen | 27119.5607 | results_plan_cluster_2015_2017_weights_1_9.netcdf
nuclear | power | 1650 | results_plan_cluster_2015_2017_weights_1_9.netcdf
offshore_wind | power | 24557.5049 | results_plan_cluster_2015_2017_weights_1_9.netcdf
onshore_wind | power | 16000 | results_plan_cluster_2015_2017_weights_1_9.netcdf
solar | power | 44744.8764 | results_plan_cluster_2015_2017_weights_1_9.netcdf
battery | power | 3429.7063 | results_plan_cluster_2015_2018_weights_1_9.netcdf
electrolyser | hydrogen | 7508.102 | results_plan_cluster_2015_2018_weights_1_9.netcdf
h2_elec_conversion | power | 15186.9214 | results_plan_cluster_2015_2018_weights_1_9.netcdf
h2_salt_cavern | hydrogen | 27119.5026 | results_plan_cluster_2015_2018_weights_1_9.netcdf
nuclear | power | 1650 | results_plan_cluster_2015_2018_weights_1_9.netcdf
offshore_wind | power | 24598.1909 | results_plan_cluster_2015_2018_weights_1_9.netcdf
onshore_wind | power | 16000 | results_plan_cluster_2015_2018_weights_1_9.netcdf
solar | power | 41327.9927 | results_plan_cluster_2015_2018_weights_1_9.netcdf
battery | power | 1469.5741 | results_plan_cluster_2015_2019_weights_1_9.netcdf
electrolyser | hydrogen | 7110.0638 | results_plan_cluster_2015_2019_weights_1_9.netcdf
h2_elec_conversion | power | 15503.0415 | results_plan_cluster_2015_2019_weights_1_9.netcdf
h2_salt_cavern | hydrogen | 27684.0027 | results_plan_cluster_2015_2019_weights_1_9.netcdf
nuclear | power | 1650 | results_plan_cluster_2015_2019_weights_1_9.netcdf
offshore_wind | power | 26792.3501 | results_plan_cluster_2015_2019_weights_1_9.netcdf
onshore_wind | power | 16000 | results_plan_cluster_2015_2019_weights_1_9.netcdf
solar | power | 35530.3178 | results_plan_cluster_2015_2019_weights_1_9.netcdf
battery | power | 2350.1908 | results_plan_cluster_2016_2010_weights_1_9.netcdf
electrolyser | hydrogen | 7512.2209 | results_plan_cluster_2016_2010_weights_1_9.netcdf
h2_elec_conversion | power | 15796.8 | results_plan_cluster_2016_2010_weights_1_9.netcdf
h2_salt_cavern | hydrogen | 28208.5714 | results_plan_cluster_2016_2010_weights_1_9.netcdf
nuclear | power | 1650 | results_plan_cluster_2016_2010_weights_1_9.netcdf
offshore_wind | power | 31049.6364 | results_plan_cluster_2016_2010_weights_1_9.netcdf
onshore_wind | power | 16000 | results_plan_cluster_2016_2010_weights_1_9.netcdf
solar | power | 44905.8285 | results_plan_cluster_2016_2010_weights_1_9.netcdf
battery | power | 2350.1792 | results_plan_cluster_2016_2010_weights_9_1.netcdf
electrolyser | hydrogen | 7507.2341 | results_plan_cluster_2016_2010_weights_9_1.netcdf
h2_elec_conversion | power | 15796.8 | results_plan_cluster_2016_2010_weights_9_1.netcdf
h2_salt_cavern | hydrogen | 28208.5714 | results_plan_cluster_2016_2010_weights_9_1.netcdf
nuclear | power | 1650 | results_plan_cluster_2016_2010_weights_9_1.netcdf
offshore_wind | power | 31087.2745 | results_plan_cluster_2016_2010_weights_9_1.netcdf
onshore_wind | power | 16000 | results_plan_cluster_2016_2010_weights_9_1.netcdf
solar | power | 44789.0011 | results_plan_cluster_2016_2010_weights_9_1.netcdf
battery | power | 3575.256 | results_plan_cluster_2016_2011_weights_1_9.netcdf
electrolyser | hydrogen | 7116.58 | results_plan_cluster_2016_2011_weights_1_9.netcdf
h2_elec_conversion | power | 15024.9928 | results_plan_cluster_2016_2011_weights_1_9.netcdf
h2_salt_cavern | hydrogen | 26830.3443 | results_plan_cluster_2016_2011_weights_1_9.netcdf
nuclear | power | 1650 | results_plan_cluster_2016_2011_weights_1_9.netcdf
offshore_wind | power | 29827.9311 | results_plan_cluster_2016_2011_weights_1_9.netcdf
onshore_wind | power | 16000 | results_plan_cluster_2016_2011_weights_1_9.netcdf
solar | power | 42776.4695 | results_plan_cluster_2016_2011_weights_1_9.netcdf
battery | power | 3008.0022 | results_plan_cluster_2016_2012_weights_1_9.netcdf
electrolyser | hydrogen | 8367.892 | results_plan_cluster_2016_2012_weights_1_9.netcdf
h2_elec_conversion | power | 15115.2375 | results_plan_cluster_2016_2012_weights_1_9.netcdf
h2_salt_cavern | hydrogen | 26991.4956 | results_plan_cluster_2016_2012_weights_1_9.netcdf
nuclear | power | 1650 | results_plan_cluster_2016_2012_weights_1_9.netcdf
offshore_wind | power | 30687.5175 | results_plan_cluster_2016_2012_weights_1_9.netcdf
onshore_wind | power | 16000 | results_plan_cluster_2016_2012_weights_1_9.netcdf
solar | power | 47026.9433 | results_plan_cluster_2016_2012_weights_1_9.netcdf
battery | power | 3745.5935 | results_plan_cluster_2016_2013_weights_1_9.netcdf
electrolyser | hydrogen | 7025.8599 | results_plan_cluster_2016_2013_weights_1_9.netcdf
h2_elec_conversion | power | 15000.6703 | results_plan_cluster_2016_2013_weights_1_9.netcdf
h2_salt_cavern | hydrogen | 26786.9112 | results_plan_cluster_2016_2013_weights_1_9.netcdf
nuclear | power | 1650 | results_plan_cluster_2016_2013_weights_1_9.netcdf
offshore_wind | power | 27936.5237 | results_plan_cluster_2016_2013_weights_1_9.netcdf
onshore_wind | power | 16000 | results_plan_cluster_2016_2013_weights_1_9.netcdf
solar | power | 46924.7928 | results_plan_cluster_2016_2013_weights_1_9.netcdf
battery | power | 3077.7457 | results_plan_cluster_2016_2014_weights_1_9.netcdf
electrolyser | hydrogen | 7480.8207 | results_plan_cluster_2016_2014_weights_1_9.netcdf
h2_elec_conversion | power | 15110.3193 | results_plan_cluster_2016_2014_weights_1_9.netcdf
h2_salt_cavern | hydrogen | 26982.713 | results_plan_cluster_2016_2014_weights_1_9.netcdf
nuclear | power | 1650 | results_plan_cluster_2016_2014_weights_1_9.netcdf
offshore_wind | power | 26948.1429 | results_plan_cluster_2016_2014_weights_1_9.netcdf
onshore_wind | power | 16000 | results_plan_cluster_2016_2014_weights_1_9.netcdf
solar | power | 47749.266 | results_plan_cluster_2016_2014_weights_1_9.netcdf
battery | power | 3437.175 | results_plan_cluster_2016_2015_weights_1_9.netcdf
electrolyser | hydrogen | 7362.5865 | results_plan_cluster_2016_2015_weights_1_9.netcdf
h2_elec_conversion | power | 15184.7749 | results_plan_cluster_2016_2015_weights_1_9.netcdf
h2_salt_cavern | hydrogen | 27115.6694 | results_plan_cluster_2016_2015_weights_1_9.netcdf
nuclear | power | 1650 | results_plan_cluster_2016_2015_weights_1_9.netcdf
offshore_wind | power | 27281.3853 | results_plan_cluster_2016_2015_weights_1_9.netcdf
onshore_wind | power | 16000 | results_plan_cluster_2016_2015_weights_1_9.netcdf
solar | power | 46355.5229 | results_plan_cluster_2016_2015_weights_1_9.netcdf
battery | power | 4704.6166 | results_plan_cluster_2016_2017_weights_1_1.netcdf
electrolyser | hydrogen | 7149.55 | results_plan_cluster_2016_2017_weights_1_1.netcdf
h2_elec_conversion | power | 14896.554 | results_plan_cluster_2016_2017_weights_1_1.netcdf
h2_salt_cavern | hydrogen | 26600.9893 | results_plan_cluster_2016_2017_weights_1_1.netcdf
nuclear | power | 1650 | results_plan_cluster_2016_2017_weights_1_1.netcdf
offshore_wind | power | 28634.5735 | results_plan_cluster_2016_2017_weights_1_1.netcdf
onshore_wind | power | 16000 | results_plan_cluster_2016_2017_weights_1_1.netcdf
solar | power | 46871.7781 | results_plan_cluster_2016_2017_weights_1_1.netcdf
battery | power | 4704.8758 | results_plan_cluster_2016_2017_weights_1_3.netcdf
electrolyser | hydrogen | 7151.1343 | results_plan_cluster_2016_2017_weights_1_3.netcdf
h2_elec_conversion | power | 14896.5175 | results_plan_cluster_2016_2017_weights_1_3.netcdf
h2_salt_cavern | hydrogen | 26600.9241 | results_plan_cluster_2016_2017_weights_1_3.netcdf
nuclear | power | 1650 | results_plan_cluster_2016_2017_weights_1_3.netcdf
offshore_wind | power | 28629.4706 | results_plan_cluster_2016_2017_weights_1_3.netcdf
onshore_wind | power | 16000 | results_plan_cluster_2016_2017_weights_1_3.netcdf
solar | power | 46879.2289 | results_plan_cluster_2016_2017_weights_1_3.netcdf
battery | power | 4704.8749 | results_plan_cluster_2016_2017_weights_1_5.netcdf
electrolyser | hydrogen | 7150.9579 | results_plan_cluster_2016_2017_weights_1_5.netcdf
h2_elec_conversion | power | 14896.5157 | results_plan_cluster_2016_2017_weights_1_5.netcdf
h2_salt_cavern | hydrogen | 26600.9209 | results_plan_cluster_2016_2017_weights_1_5.netcdf
nuclear | power | 1650 | results_plan_cluster_2016_2017_weights_1_5.netcdf
offshore_wind | power | 28631.2762 | results_plan_cluster_2016_2017_weights_1_5.netcdf
onshore_wind | power | 16000 | results_plan_cluster_2016_2017_weights_1_5.netcdf
solar | power | 46879.0413 | results_plan_cluster_2016_2017_weights_1_5.netcdf
battery | power | 4704.6678 | results_plan_cluster_2016_2017_weights_1_7.netcdf
electrolyser | hydrogen | 7150.0867 | results_plan_cluster_2016_2017_weights_1_7.netcdf
h2_elec_conversion | power | 14896.544 | results_plan_cluster_2016_2017_weights_1_7.netcdf
h2_salt_cavern | hydrogen | 26600.9715 | results_plan_cluster_2016_2017_weights_1_7.netcdf
nuclear | power | 1650 | results_plan_cluster_2016_2017_weights_1_7.netcdf
offshore_wind | power | 28636.2133 | results_plan_cluster_2016_2017_weights_1_7.netcdf
onshore_wind | power | 16000 | results_plan_cluster_2016_2017_weights_1_7.netcdf
solar | power | 46873.0078 | results_plan_cluster_2016_2017_weights_1_7.netcdf
battery | power | 4704.6696 | results_plan_cluster_2016_2017_weights_1_9.netcdf
electrolyser | hydrogen | 7150.1049 | results_plan_cluster_2016_2017_weights_1_9.netcdf
h2_elec_conversion | power | 14896.5437 | results_plan_cluster_2016_2017_weights_1_9.netcdf
h2_salt_cavern | hydrogen | 26600.9708 | results_plan_cluster_2016_2017_weights_1_9.netcdf
nuclear | power | 1650 | results_plan_cluster_2016_2017_weights_1_9.netcdf
offshore_wind | power | 28636.2689 | results_plan_cluster_2016_2017_weights_1_9.netcdf
onshore_wind | power | 16000 | results_plan_cluster_2016_2017_weights_1_9.netcdf
solar | power | 46873.0495 | results_plan_cluster_2016_2017_weights_1_9.netcdf
battery | power | 4705.0811 | results_plan_cluster_2016_2017_weights_3_1.netcdf
electrolyser | hydrogen | 7152.5154 | results_plan_cluster_2016_2017_weights_3_1.netcdf
h2_elec_conversion | power | 14896.4811 | results_plan_cluster_2016_2017_weights_3_1.netcdf
h2_salt_cavern | hydrogen | 26600.8591 | results_plan_cluster_2016_2017_weights_3_1.netcdf
nuclear | power | 1650 | results_plan_cluster_2016_2017_weights_3_1.netcdf
offshore_wind | power | 28632.5087 | results_plan_cluster_2016_2017_weights_3_1.netcdf
onshore_wind | power | 16000 | results_plan_cluster_2016_2017_weights_3_1.netcdf
solar | power | 46884.4834 | results_plan_cluster_2016_2017_weights_3_1.netcdf
battery | power | 4705.1158 | results_plan_cluster_2016_2017_weights_5_1.netcdf
electrolyser | hydrogen | 7152.8328 | results_plan_cluster_2016_2017_weights_5_1.netcdf
h2_elec_conversion | power | 14896.4747 | results_plan_cluster_2016_2017_weights_5_1.netcdf
h2_salt_cavern | hydrogen | 26600.8478 | results_plan_cluster_2016_2017_weights_5_1.netcdf
nuclear | power | 1650 | results_plan_cluster_2016_2017_weights_5_1.netcdf
offshore_wind | power | 28633.2113 | results_plan_cluster_2016_2017_weights_5_1.netcdf
onshore_wind | power | 16000 | results_plan_cluster_2016_2017_weights_5_1.netcdf
solar | power | 46885.3526 | results_plan_cluster_2016_2017_weights_5_1.netcdf
battery | power | 4705.161 | results_plan_cluster_2016_2017_weights_7_1.netcdf
electrolyser | hydrogen | 7153.1044 | results_plan_cluster_2016_2017_weights_7_1.netcdf
h2_elec_conversion | power | 14896.4678 | results_plan_cluster_2016_2017_weights_7_1.netcdf
h2_salt_cavern | hydrogen | 26600.8354 | results_plan_cluster_2016_2017_weights_7_1.netcdf
nuclear | power | 1650 | results_plan_cluster_2016_2017_weights_7_1.netcdf
offshore_wind | power | 28632.8574 | results_plan_cluster_2016_2017_weights_7_1.netcdf
onshore_wind | power | 16000 | results_plan_cluster_2016_2017_weights_7_1.netcdf
solar | power | 46886.6038 | results_plan_cluster_2016_2017_weights_7_1.netcdf
battery | power | 4705.4367 | results_plan_cluster_2016_2017_weights_9_1.netcdf
electrolyser | hydrogen | 7154.4554 | results_plan_cluster_2016_2017_weights_9_1.netcdf
h2_elec_conversion | power | 14896.4283 | results_plan_cluster_2016_2017_weights_9_1.netcdf
h2_salt_cavern | hydrogen | 26600.7649 | results_plan_cluster_2016_2017_weights_9_1.netcdf
nuclear | power | 1650 | results_plan_cluster_2016_2017_weights_9_1.netcdf
offshore_wind | power | 28627.9887 | results_plan_cluster_2016_2017_weights_9_1.netcdf
onshore_wind | power | 16000 | results_plan_cluster_2016_2017_weights_9_1.netcdf
solar | power | 46894.4795 | results_plan_cluster_2016_2017_weights_9_1.netcdf
battery | power | 3841.6893 | results_plan_cluster_2016_2018_weights_1_9.netcdf
electrolyser | hydrogen | 7432.0283 | results_plan_cluster_2016_2018_weights_1_9.netcdf
h2_elec_conversion | power | 14988.7952 | results_plan_cluster_2016_2018_weights_1_9.netcdf
h2_salt_cavern | hydrogen | 26765.7057 | results_plan_cluster_2016_2018_weights_1_9.netcdf
nuclear | power | 1650 | results_plan_cluster_2016_2018_weights_1_9.netcdf
offshore_wind | power | 25783.355 | results_plan_cluster_2016_2018_weights_1_9.netcdf
onshore_wind | power | 16000 | results_plan_cluster_2016_2018_weights_1_9.netcdf
solar | power | 49011.6339 | results_plan_cluster_2016_2018_weights_1_9.netcdf
battery | power | 3656.8804 | results_plan_cluster_2016_2019_weights_1_9.netcdf
electrolyser | hydrogen | 7418.2729 | results_plan_cluster_2016_2019_weights_1_9.netcdf
h2_elec_conversion | power | 15014.9229 | results_plan_cluster_2016_2019_weights_1_9.netcdf
h2_salt_cavern | hydrogen | 26812.3622 | results_plan_cluster_2016_2019_weights_1_9.netcdf
nuclear | power | 1650 | results_plan_cluster_2016_2019_weights_1_9.netcdf
offshore_wind | power | 27989.1035 | results_plan_cluster_2016_2019_weights_1_9.netcdf
onshore_wind | power | 16000 | results_plan_cluster_2016_2019_weights_1_9.netcdf
solar | power | 44546.736 | results_plan_cluster_2016_2019_weights_1_9.netcdf
battery | power | 2350.9169 | results_plan_cluster_2017_2010_weights_1_9.netcdf
electrolyser | hydrogen | 8063.0672 | results_plan_cluster_2017_2010_weights_1_9.netcdf
h2_elec_conversion | power | 15796.8 | results_plan_cluster_2017_2010_weights_1_9.netcdf
h2_salt_cavern | hydrogen | 28208.5714 | results_plan_cluster_2017_2010_weights_1_9.netcdf
nuclear | power | 1650 | results_plan_cluster_2017_2010_weights_1_9.netcdf
offshore_wind | power | 28702.0116 | results_plan_cluster_2017_2010_weights_1_9.netcdf
onshore_wind | power | 16000 | results_plan_cluster_2017_2010_weights_1_9.netcdf
solar | power | 45693.2314 | results_plan_cluster_2017_2010_weights_1_9.netcdf
battery | power | 2350.9093 | results_plan_cluster_2017_2010_weights_9_1.netcdf
electrolyser | hydrogen | 8045.5804 | results_plan_cluster_2017_2010_weights_9_1.netcdf
h2_elec_conversion | power | 15796.8 | results_plan_cluster_2017_2010_weights_9_1.netcdf
h2_salt_cavern | hydrogen | 28208.5714 | results_plan_cluster_2017_2010_weights_9_1.netcdf
nuclear | power | 1650 | results_plan_cluster_2017_2010_weights_9_1.netcdf
offshore_wind | power | 28726.7196 | results_plan_cluster_2017_2010_weights_9_1.netcdf
onshore_wind | power | 16000 | results_plan_cluster_2017_2010_weights_9_1.netcdf
solar | power | 45733.5096 | results_plan_cluster_2017_2010_weights_9_1.netcdf
battery | power | 5113.7773 | results_plan_cluster_2017_2011_weights_1_9.netcdf
electrolyser | hydrogen | 7812.9424 | results_plan_cluster_2017_2011_weights_1_9.netcdf
h2_elec_conversion | power | 14833.9006 | results_plan_cluster_2017_2011_weights_1_9.netcdf
h2_salt_cavern | hydrogen | 26489.1082 | results_plan_cluster_2017_2011_weights_1_9.netcdf
nuclear | power | 1650 | results_plan_cluster_2017_2011_weights_1_9.netcdf
offshore_wind | power | 25306.7106 | results_plan_cluster_2017_2011_weights_1_9.netcdf
onshore_wind | power | 16000 | results_plan_cluster_2017_2011_weights_1_9.netcdf
solar | power | 44672.1013 | results_plan_cluster_2017_2011_weights_1_9.netcdf
battery | power | 2566.5025 | results_plan_cluster_2017_2012_weights_1_9.netcdf
electrolyser | hydrogen | 7907.5172 | results_plan_cluster_2017_2012_weights_1_9.netcdf
h2_elec_conversion | power | 15244.1826 | results_plan_cluster_2017_2012_weights_1_9.netcdf
h2_salt_cavern | hydrogen | 27221.7546 | results_plan_cluster_2017_2012_weights_1_9.netcdf
nuclear | power | 1650 | results_plan_cluster_2017_2012_weights_1_9.netcdf
offshore_wind | power | 26761.4515 | results_plan_cluster_2017_2012_weights_1_9.netcdf
onshore_wind | power | 16000 | results_plan_cluster_2017_2012_weights_1_9.netcdf
solar | power | 41679.6009 | results_plan_cluster_2017_2012_weights_1_9.netcdf
battery | power | 1804.84 | results_plan_cluster_2017_2013_weights_1_9.netcdf
electrolyser | hydrogen | 7923.3077 | results_plan_cluster_2017_2013_weights_1_9.netcdf
h2_elec_conversion | power | 15366.5176 | results_plan_cluster_2017_2013_weights_1_9.netcdf
h2_salt_cavern | hydrogen | 27440.2101 | results_plan_cluster_2017_2013_weights_1_9.netcdf
nuclear | power | 1650 | results_plan_cluster_2017_2013_weights_1_9.netcdf
offshore_wind | power | 27523.7073 | results_plan_cluster_2017_2013_weights_1_9.netcdf
onshore_wind | power | 16000 | results_plan_cluster_2017_2013_weights_1_9.netcdf
solar | power | 40406.1758 | results_plan_cluster_2017_2013_weights_1_9.netcdf
battery | power | 4000.2086 | results_plan_cluster_2017_2014_weights_1_9.netcdf
electrolyser | hydrogen | 7754.1032 | results_plan_cluster_2017_2014_weights_1_9.netcdf
h2_elec_conversion | power | 15012.979 | results_plan_cluster_2017_2014_weights_1_9.netcdf
h2_salt_cavern | hydrogen | 26808.8911 | results_plan_cluster_2017_2014_weights_1_9.netcdf
nuclear | power | 1650 | results_plan_cluster_2017_2014_weights_1_9.netcdf
offshore_wind | power | 26210.0904 | results_plan_cluster_2017_2014_weights_1_9.netcdf
onshore_wind | power | 16000 | results_plan_cluster_2017_2014_weights_1_9.netcdf
solar | power | 47432.7409 | results_plan_cluster_2017_2014_weights_1_9.netcdf
battery | power | 3429.5931 | results_plan_cluster_2017_2015_weights_1_9.netcdf
electrolyser | hydrogen | 7978.6118 | results_plan_cluster_2017_2015_weights_1_9.netcdf
h2_elec_conversion | power | 15186.954 | results_plan_cluster_2017_2015_weights_1_9.netcdf
h2_salt_cavern | hydrogen | 27119.5607 | results_plan_cluster_2017_2015_weights_1_9.netcdf
nuclear | power | 1650 | results_plan_cluster_2017_2015_weights_1_9.netcdf
offshore_wind | power | 24557.5049 | results_plan_cluster_2017_2015_weights_1_9.netcdf
onshore_wind | power | 16000 | results_plan_cluster_2017_2015_weights_1_9.netcdf
solar | power | 44837.8618 | results_plan_cluster_2017_2015_weights_1_9.netcdf
battery | power | 4705.4369 | results_plan_cluster_2017_2016_weights_1_9.netcdf
electrolyser | hydrogen | 7154.4574 | results_plan_cluster_2017_2016_weights_1_9.netcdf
h2_elec_conversion | power | 14896.4283 | results_plan_cluster_2017_2016_weights_1_9.netcdf
h2_salt_cavern | hydrogen | 26600.7648 | results_plan_cluster_2017_2016_weights_1_9.netcdf
nuclear | power | 1650 | results_plan_cluster_2017_2016_weights_1_9.netcdf
offshore_wind | power | 28627.9944 | results_plan_cluster_2017_2016_weights_1_9.netcdf
onshore_wind | power | 16000 | results_plan_cluster_2017_2016_weights_1_9.netcdf
solar | power | 46894.4841 | results_plan_cluster_2017_2016_weights_1_9.netcdf
battery | power | 5681.4422 | results_plan_cluster_2017_2018_weights_1_9.netcdf
electrolyser | hydrogen | 7484.2906 | results_plan_cluster_2017_2018_weights_1_9.netcdf
h2_elec_conversion | power | 14741.3963 | results_plan_cluster_2017_2018_weights_1_9.netcdf
h2_salt_cavern | hydrogen | 26323.922 | results_plan_cluster_2017_2018_weights_1_9.netcdf
nuclear | power | 1650 | results_plan_cluster_2017_2018_weights_1_9.netcdf
offshore_wind | power | 26003.6806 | results_plan_cluster_2017_2018_weights_1_9.netcdf
onshore_wind | power | 16000 | results_plan_cluster_2017_2018_weights_1_9.netcdf
solar | power | 42996.8955 | results_plan_cluster_2017_2018_weights_1_9.netcdf
battery | power | 3590.9034 | results_plan_cluster_2017_2019_weights_1_9.netcdf
electrolyser | hydrogen | 7274.0021 | results_plan_cluster_2017_2019_weights_1_9.netcdf
h2_elec_conversion | power | 15077.3018 | results_plan_cluster_2017_2019_weights_1_9.netcdf
h2_salt_cavern | hydrogen | 26923.7532 | results_plan_cluster_2017_2019_weights_1_9.netcdf
nuclear | power | 1650 | results_plan_cluster_2017_2019_weights_1_9.netcdf
offshore_wind | power | 27970.3002 | results_plan_cluster_2017_2019_weights_1_9.netcdf
onshore_wind | power | 16000 | results_plan_cluster_2017_2019_weights_1_9.netcdf
solar | power | 38281.282 | results_plan_cluster_2017_2019_weights_1_9.netcdf
battery | power | 2351.3974 | results_plan_cluster_2018_2010_weights_1_9.netcdf
electrolyser | hydrogen | 8052.2521 | results_plan_cluster_2018_2010_weights_1_9.netcdf
h2_elec_conversion | power | 15796.8 | results_plan_cluster_2018_2010_weights_1_9.netcdf
h2_salt_cavern | hydrogen | 28208.5714 | results_plan_cluster_2018_2010_weights_1_9.netcdf
nuclear | power | 1650 | results_plan_cluster_2018_2010_weights_1_9.netcdf
offshore_wind | power | 27148.5133 | results_plan_cluster_2018_2010_weights_1_9.netcdf
onshore_wind | power | 16000 | results_plan_cluster_2018_2010_weights_1_9.netcdf
solar | power | 45077.0715 | results_plan_cluster_2018_2010_weights_1_9.netcdf
battery | power | 2351.3981 | results_plan_cluster_2018_2010_weights_9_1.netcdf
electrolyser | hydrogen | 8062.4476 | results_plan_cluster_2018_2010_weights_9_1.netcdf
h2_elec_conversion | power | 15796.8 | results_plan_cluster_2018_2010_weights_9_1.netcdf
h2_salt_cavern | hydrogen | 28208.5714 | results_plan_cluster_2018_2010_weights_9_1.netcdf
nuclear | power | 1650 | results_plan_cluster_2018_2010_weights_9_1.netcdf
offshore_wind | power | 27146.1377 | results_plan_cluster_2018_2010_weights_9_1.netcdf
onshore_wind | power | 16000 | results_plan_cluster_2018_2010_weights_9_1.netcdf
solar | power | 45021.4625 | results_plan_cluster_2018_2010_weights_9_1.netcdf
battery | power | 3753.5586 | results_plan_cluster_2018_2011_weights_1_9.netcdf
electrolyser | hydrogen | 7177.2403 | results_plan_cluster_2018_2011_weights_1_9.netcdf
h2_elec_conversion | power | 14974.0278 | results_plan_cluster_2018_2011_weights_1_9.netcdf
h2_salt_cavern | hydrogen | 26739.3354 | results_plan_cluster_2018_2011_weights_1_9.netcdf
nuclear | power | 1650 | results_plan_cluster_2018_2011_weights_1_9.netcdf
offshore_wind | power | 26362.2763 | results_plan_cluster_2018_2011_weights_1_9.netcdf
onshore_wind | power | 16000 | results_plan_cluster_2018_2011_weights_1_9.netcdf
solar | power | 40842.6691 | results_plan_cluster_2018_2011_weights_1_9.netcdf
battery | power | 3292.9904 | results_plan_cluster_2018_2012_weights_1_9.netcdf
electrolyser | hydrogen | 7447.6351 | results_plan_cluster_2018_2012_weights_1_9.netcdf
h2_elec_conversion | power | 15087.4871 | results_plan_cluster_2018_2012_weights_1_9.netcdf
h2_salt_cavern | hydrogen | 26941.9413 | results_plan_cluster_2018_2012_weights_1_9.netcdf
nuclear | power | 1650 | results_plan_cluster_2018_2012_weights_1_9.netcdf
offshore_wind | power | 25128.2011 | results_plan_cluster_2018_2012_weights_1_9.netcdf
onshore_wind | power | 16000 | results_plan_cluster_2018_2012_weights_1_9.netcdf
solar | power | 44408.256 | results_plan_cluster_2018_2012_weights_1_9.netcdf
battery | power | 2781.9321 | results_plan_cluster_2018_2013_weights_1_9.netcdf
electrolyser | hydrogen | 7269.2363 | results_plan_cluster_2018_2013_weights_1_9.netcdf
h2_elec_conversion | power | 14769.3237 | results_plan_cluster_2018_2013_weights_1_9.netcdf
h2_salt_cavern | hydrogen | 26373.7924 | results_plan_cluster_2018_2013_weights_1_9.netcdf
nuclear | power | 1650 | results_plan_cluster_2018_2013_weights_1_9.netcdf
offshore_wind | power | 26277.7808 | results_plan_cluster_2018_2013_weights_1_9.netcdf
onshore_wind | power | 16000 | results_plan_cluster_2018_2013_weights_1_9.netcdf
solar | power | 41076.1904 | results_plan_cluster_2018_2013_weights_1_9.netcdf
battery | power | 4881.1218 | results_plan_cluster_2018_2014_weights_1_9.netcdf
electrolyser | hydrogen | 8358.7542 | results_plan_cluster_2018_2014_weights_1_9.netcdf
h2_elec_conversion | power | 14924.3641 | results_plan_cluster_2018_2014_weights_1_9.netcdf
h2_salt_cavern | hydrogen | 26650.6503 | results_plan_cluster_2018_2014_weights_1_9.netcdf
nuclear | power | 1650 | results_plan_cluster_2018_2014_weights_1_9.netcdf
offshore_wind | power | 21879.9902 | results_plan_cluster_2018_2014_weights_1_9.netcdf
onshore_wind | power | 16000 | results_plan_cluster_2018_2014_weights_1_9.netcdf
solar | power | 54395.1291 | results_plan_cluster_2018_2014_weights_1_9.netcdf
battery | power | 3429.7508 | results_plan_cluster_2018_2015_weights_1_9.netcdf
electrolyser | hydrogen | 7475.7039 | results_plan_cluster_2018_2015_weights_1_9.netcdf
h2_elec_conversion | power | 15186.9087 | results_plan_cluster_2018_2015_weights_1_9.netcdf
h2_salt_cavern | hydrogen | 27119.4797 | results_plan_cluster_2018_2015_weights_1_9.netcdf
nuclear | power | 1650 | results_plan_cluster_2018_2015_weights_1_9.netcdf
offshore_wind | power | 24614.1787 | results_plan_cluster_2018_2015_weights_1_9.netcdf
onshore_wind | power | 16000 | results_plan_cluster_2018_2015_weights_1_9.netcdf
solar | power | 41519.2768 | results_plan_cluster_2018_2015_weights_1_9.netcdf
battery | power | 3841.4328 | results_plan_cluster_2018_2016_weights_1_9.netcdf
electrolyser | hydrogen | 7432.6112 | results_plan_cluster_2018_2016_weights_1_9.netcdf
h2_elec_conversion | power | 14988.8343 | results_plan_cluster_2018_2016_weights_1_9.netcdf
h2_salt_cavern | hydrogen | 26765.7755 | results_plan_cluster_2018_2016_weights_1_9.netcdf
nuclear | power | 1650 | results_plan_cluster_2018_2016_weights_1_9.netcdf
offshore_wind | power | 25784.7432 | results_plan_cluster_2018_2016_weights_1_9.netcdf
onshore_wind | power | 16000 | results_plan_cluster_2018_2016_weights_1_9.netcdf
solar | power | 49005.0452 | results_plan_cluster_2018_2016_weights_1_9.netcdf
battery | power | 5681.4398 | results_plan_cluster_2018_2017_weights_1_9.netcdf
electrolyser | hydrogen | 7475.8197 | results_plan_cluster_2018_2017_weights_1_9.netcdf
h2_elec_conversion | power | 14741.3887 | results_plan_cluster_2018_2017_weights_1_9.netcdf
h2_salt_cavern | hydrogen | 26323.9085 | results_plan_cluster_2018_2017_weights_1_9.netcdf
nuclear | power | 1650 | results_plan_cluster_2018_2017_weights_1_9.netcdf
offshore_wind | power | 26011.2653 | results_plan_cluster_2018_2017_weights_1_9.netcdf
onshore_wind | power | 16000 | results_plan_cluster_2018_2017_weights_1_9.netcdf
solar | power | 43029.018 | results_plan_cluster_2018_2017_weights_1_9.netcdf
battery | power | 3565.302 | results_plan_cluster_2018_2019_weights_1_9.netcdf
electrolyser | hydrogen | 7199.9044 | results_plan_cluster_2018_2019_weights_1_9.netcdf
h2_elec_conversion | power | 14889.0691 | results_plan_cluster_2018_2019_weights_1_9.netcdf
h2_salt_cavern | hydrogen | 26587.6233 | results_plan_cluster_2018_2019_weights_1_9.netcdf
nuclear | power | 1650 | results_plan_cluster_2018_2019_weights_1_9.netcdf
offshore_wind | power | 26645.519 | results_plan_cluster_2018_2019_weights_1_9.netcdf
onshore_wind | power | 16000 | results_plan_cluster_2018_2019_weights_1_9.netcdf
solar | power | 38880.6986 | results_plan_cluster_2018_2019_weights_1_9.netcdf
battery | power | 2350.8348 | results_plan_cluster_2019_2010_weights_1_9.netcdf
electrolyser | hydrogen | 7974.034 | results_plan_cluster_2019_2010_weights_1_9.netcdf
h2_elec_conversion | power | 15796.8 | results_plan_cluster_2019_2010_weights_1_9.netcdf
h2_salt_cavern | hydrogen | 28208.5714 | results_plan_cluster_2019_2010_weights_1_9.netcdf
nuclear | power | 1650 | results_plan_cluster_2019_2010_weights_1_9.netcdf
offshore_wind | power | 28967.4989 | results_plan_cluster_2019_2010_weights_1_9.netcdf
onshore_wind | power | 16000 | results_plan_cluster_2019_2010_weights_1_9.netcdf
solar | power | 40950.6467 | results_plan_cluster_2019_2010_weights_1_9.netcdf
battery | power | 2350.8403 | results_plan_cluster_2019_2010_weights_9_1.netcdf
electrolyser | hydrogen | 7986.8956 | results_plan_cluster_2019_2010_weights_9_1.netcdf
h2_elec_conversion | power | 15796.8 | results_plan_cluster_2019_2010_weights_9_1.netcdf
h2_salt_cavern | hydrogen | 28208.5714 | results_plan_cluster_2019_2010_weights_9_1.netcdf
nuclear | power | 1650 | results_plan_cluster_2019_2010_weights_9_1.netcdf
offshore_wind | power | 28949.6734 | results_plan_cluster_2019_2010_weights_9_1.netcdf
onshore_wind | power | 16000 | results_plan_cluster_2019_2010_weights_9_1.netcdf
solar | power | 40937.1111 | results_plan_cluster_2019_2010_weights_9_1.netcdf
battery | power | 3055.3043 | results_plan_cluster_2019_2011_weights_1_9.netcdf
electrolyser | hydrogen | 6905.6709 | results_plan_cluster_2019_2011_weights_1_9.netcdf
h2_elec_conversion | power | 15078.0004 | results_plan_cluster_2019_2011_weights_1_9.netcdf
h2_salt_cavern | hydrogen | 26925.0008 | results_plan_cluster_2019_2011_weights_1_9.netcdf
nuclear | power | 1650 | results_plan_cluster_2019_2011_weights_1_9.netcdf
offshore_wind | power | 27939.5954 | results_plan_cluster_2019_2011_weights_1_9.netcdf
onshore_wind | power | 16000 | results_plan_cluster_2019_2011_weights_1_9.netcdf
solar | power | 37113.1551 | results_plan_cluster_2019_2011_weights_1_9.netcdf
battery | power | 2241.6199 | results_plan_cluster_2019_2012_weights_1_9.netcdf
electrolyser | hydrogen | 7149.4297 | results_plan_cluster_2019_2012_weights_1_9.netcdf
h2_elec_conversion | power | 15229.2096 | results_plan_cluster_2019_2012_weights_1_9.netcdf
h2_salt_cavern | hydrogen | 27195.0171 | results_plan_cluster_2019_2012_weights_1_9.netcdf
nuclear | power | 1650 | results_plan_cluster_2019_2012_weights_1_9.netcdf
offshore_wind | power | 27818.5914 | results_plan_cluster_2019_2012_weights_1_9.netcdf
onshore_wind | power | 16000 | results_plan_cluster_2019_2012_weights_1_9.netcdf
solar | power | 36925.4496 | results_plan_cluster_2019_2012_weights_1_9.netcdf
battery | power | 3092.5589 | results_plan_cluster_2019_2013_weights_1_9.netcdf
electrolyser | hydrogen | 7042.2648 | results_plan_cluster_2019_2013_weights_1_9.netcdf
h2_elec_conversion | power | 14949.0678 | results_plan_cluster_2019_2013_weights_1_9.netcdf
h2_salt_cavern | hydrogen | 26694.764 | results_plan_cluster_2019_2013_weights_1_9.netcdf
nuclear | power | 1650 | results_plan_cluster_2019_2013_weights_1_9.netcdf
offshore_wind | power | 27831.6583 | results_plan_cluster_2019_2013_weights_1_9.netcdf
onshore_wind | power | 16000 | results_plan_cluster_2019_2013_weights_1_9.netcdf
solar | power | 37061.6213 | results_plan_cluster_2019_2013_weights_1_9.netcdf
battery | power | 4923.6517 | results_plan_cluster_2019_2014_weights_1_9.netcdf
electrolyser | hydrogen | 8310.7844 | results_plan_cluster_2019_2014_weights_1_9.netcdf
h2_elec_conversion | power | 14919.3722 | results_plan_cluster_2019_2014_weights_1_9.netcdf
h2_salt_cavern | hydrogen | 26641.7361 | results_plan_cluster_2019_2014_weights_1_9.netcdf
nuclear | power | 1650 | results_plan_cluster_2019_2014_weights_1_9.netcdf
offshore_wind | power | 22219.5753 | results_plan_cluster_2019_2014_weights_1_9.netcdf
onshore_wind | power | 16000 | results_plan_cluster_2019_2014_weights_1_9.netcdf
solar | power | 53716.895 | results_plan_cluster_2019_2014_weights_1_9.netcdf
battery | power | 1469.4249 | results_plan_cluster_2019_2015_weights_1_9.netcdf
electrolyser | hydrogen | 7126.6521 | results_plan_cluster_2019_2015_weights_1_9.netcdf
h2_elec_conversion | power | 15503.0094 | results_plan_cluster_2019_2015_weights_1_9.netcdf
h2_salt_cavern | hydrogen | 27683.9453 | results_plan_cluster_2019_2015_weights_1_9.netcdf
nuclear | power | 1650 | results_plan_cluster_2019_2015_weights_1_9.netcdf
offshore_wind | power | 26953.1485 | results_plan_cluster_2019_2015_weights_1_9.netcdf
onshore_wind | power | 16000 | results_plan_cluster_2019_2015_weights_1_9.netcdf
solar | power | 35044.7934 | results_plan_cluster_2019_2015_weights_1_9.netcdf
battery | power | 3657.3976 | results_plan_cluster_2019_2016_weights_1_9.netcdf
electrolyser | hydrogen | 7421.8633 | results_plan_cluster_2019_2016_weights_1_9.netcdf
h2_elec_conversion | power | 15014.8655 | results_plan_cluster_2019_2016_weights_1_9.netcdf
h2_salt_cavern | hydrogen | 26812.2599 | results_plan_cluster_2019_2016_weights_1_9.netcdf
nuclear | power | 1650 | results_plan_cluster_2019_2016_weights_1_9.netcdf
offshore_wind | power | 27973.6315 | results_plan_cluster_2019_2016_weights_1_9.netcdf
onshore_wind | power | 16000 | results_plan_cluster_2019_2016_weights_1_9.netcdf
solar | power | 44557.0605 | results_plan_cluster_2019_2016_weights_1_9.netcdf
battery | power | 3520.7791 | results_plan_cluster_2019_2017_weights_1_9.netcdf
electrolyser | hydrogen | 7271.3402 | results_plan_cluster_2019_2017_weights_1_9.netcdf
h2_elec_conversion | power | 15088.6263 | results_plan_cluster_2019_2017_weights_1_9.netcdf
h2_salt_cavern | hydrogen | 26943.9756 | results_plan_cluster_2019_2017_weights_1_9.netcdf
nuclear | power | 1650 | results_plan_cluster_2019_2017_weights_1_9.netcdf
offshore_wind | power | 27981.9291 | results_plan_cluster_2019_2017_weights_1_9.netcdf
onshore_wind | power | 16000 | results_plan_cluster_2019_2017_weights_1_9.netcdf
solar | power | 38287.4993 | results_plan_cluster_2019_2017_weights_1_9.netcdf
battery | power | 3546.276 | results_plan_cluster_2019_2018_weights_1_9.netcdf
electrolyser | hydrogen | 7181.9435 | results_plan_cluster_2019_2018_weights_1_9.netcdf
h2_elec_conversion | power | 14891.2106 | results_plan_cluster_2019_2018_weights_1_9.netcdf
h2_salt_cavern | hydrogen | 26591.4475 | results_plan_cluster_2019_2018_weights_1_9.netcdf
nuclear | power | 1650 | results_plan_cluster_2019_2018_weights_1_9.netcdf
offshore_wind | power | 26712.9806 | results_plan_cluster_2019_2018_weights_1_9.netcdf
onshore_wind | power | 16000 | results_plan_cluster_2019_2018_weights_1_9.netcdf
solar | power | 38751.9803 | results_plan_cluster_2019_2018_weights_1_9.netcdf

## cluster_results_flow_cap
| nodes | techs | carriers | Value | source_model
0 | netherlands | battery | power | 3644.6381 | reference_full_horizon_2010_2019
1 | netherlands | demand_power | power | 18950 | reference_full_horizon_2010_2019
2 | netherlands | electrolyser | hydrogen | 7024.1333 | reference_full_horizon_2010_2019
3 | netherlands | electrolyser | power | 10806.3588 | reference_full_horizon_2010_2019
4 | netherlands | h2_elec_conversion | hydrogen | 27959.7092 | reference_full_horizon_2010_2019
5 | netherlands | h2_elec_conversion | power | 15657.4371 | reference_full_horizon_2010_2019
6 | netherlands | h2_salt_cavern | hydrogen | 27959.7092 | reference_full_horizon_2010_2019
7 | netherlands | nuclear | power | 1650 | reference_full_horizon_2010_2019
8 | netherlands | offshore_wind | power | 26555.8149 | reference_full_horizon_2010_2019
9 | netherlands | onshore_wind | power | 16000 | reference_full_horizon_2010_2019
10 | netherlands | solar | power | 50036.0283 | reference_full_horizon_2010_2019
0 | netherlands | battery | power | 2336.6079 | results_plan_cluster_2010_2011_weights_1_9.netcdf
1 | netherlands | demand_power | power | 18950 | results_plan_cluster_2010_2011_weights_1_9.netcdf
2 | netherlands | electrolyser | hydrogen | 7482.1738 | results_plan_cluster_2010_2011_weights_1_9.netcdf
3 | netherlands | electrolyser | power | 11511.0366 | results_plan_cluster_2010_2011_weights_1_9.netcdf
4 | netherlands | h2_elec_conversion | hydrogen | 28212.6728 | results_plan_cluster_2010_2011_weights_1_9.netcdf
5 | netherlands | h2_elec_conversion | power | 15799.0968 | results_plan_cluster_2010_2011_weights_1_9.netcdf
6 | netherlands | h2_salt_cavern | hydrogen | 28212.6728 | results_plan_cluster_2010_2011_weights_1_9.netcdf
7 | netherlands | nuclear | power | 1650 | results_plan_cluster_2010_2011_weights_1_9.netcdf
8 | netherlands | offshore_wind | power | 29032.0664 | results_plan_cluster_2010_2011_weights_1_9.netcdf
9 | netherlands | onshore_wind | power | 16000 | results_plan_cluster_2010_2011_weights_1_9.netcdf
10 | netherlands | solar | power | 41063.3735 | results_plan_cluster_2010_2011_weights_1_9.netcdf
0 | netherlands | battery | power | 2350.9836 | results_plan_cluster_2010_2012_weights_1_9.netcdf
1 | netherlands | demand_power | power | 18950 | results_plan_cluster_2010_2012_weights_1_9.netcdf
2 | netherlands | electrolyser | hydrogen | 7998.1498 | results_plan_cluster_2010_2012_weights_1_9.netcdf
3 | netherlands | electrolyser | power | 12304.8459 | results_plan_cluster_2010_2012_weights_1_9.netcdf
4 | netherlands | h2_elec_conversion | hydrogen | 28208.5714 | results_plan_cluster_2010_2012_weights_1_9.netcdf
5 | netherlands | h2_elec_conversion | power | 15796.8 | results_plan_cluster_2010_2012_weights_1_9.netcdf
6 | netherlands | h2_salt_cavern | hydrogen | 28208.5714 | results_plan_cluster_2010_2012_weights_1_9.netcdf
7 | netherlands | nuclear | power | 1650 | results_plan_cluster_2010_2012_weights_1_9.netcdf
8 | netherlands | offshore_wind | power | 28486.3084 | results_plan_cluster_2010_2012_weights_1_9.netcdf
9 | netherlands | onshore_wind | power | 16000 | results_plan_cluster_2010_2012_weights_1_9.netcdf
10 | netherlands | solar | power | 43313.2087 | results_plan_cluster_2010_2012_weights_1_9.netcdf
0 | netherlands | battery | power | 2336.4947 | results_plan_cluster_2010_2013_weights_1_9.netcdf
1 | netherlands | demand_power | power | 18950 | results_plan_cluster_2010_2013_weights_1_9.netcdf
2 | netherlands | electrolyser | hydrogen | 7794.0636 | results_plan_cluster_2010_2013_weights_1_9.netcdf
3 | netherlands | electrolyser | power | 11990.8671 | results_plan_cluster_2010_2013_weights_1_9.netcdf
4 | netherlands | h2_elec_conversion | hydrogen | 28212.7382 | results_plan_cluster_2010_2013_weights_1_9.netcdf
5 | netherlands | h2_elec_conversion | power | 15799.1334 | results_plan_cluster_2010_2013_weights_1_9.netcdf
6 | netherlands | h2_salt_cavern | hydrogen | 28212.7382 | results_plan_cluster_2010_2013_weights_1_9.netcdf
7 | netherlands | nuclear | power | 1650 | results_plan_cluster_2010_2013_weights_1_9.netcdf
8 | netherlands | offshore_wind | power | 28666.2864 | results_plan_cluster_2010_2013_weights_1_9.netcdf
9 | netherlands | onshore_wind | power | 16000 | results_plan_cluster_2010_2013_weights_1_9.netcdf
10 | netherlands | solar | power | 43738.0341 | results_plan_cluster_2010_2013_weights_1_9.netcdf
0 | netherlands | battery | power | 2351.3366 | results_plan_cluster_2010_2014_weights_1_9.netcdf
1 | netherlands | demand_power | power | 18950 | results_plan_cluster_2010_2014_weights_1_9.netcdf
2 | netherlands | electrolyser | hydrogen | 8221.2878 | results_plan_cluster_2010_2014_weights_1_9.netcdf
3 | netherlands | electrolyser | power | 12648.1351 | results_plan_cluster_2010_2014_weights_1_9.netcdf
4 | netherlands | h2_elec_conversion | hydrogen | 28208.5714 | results_plan_cluster_2010_2014_weights_1_9.netcdf
5 | netherlands | h2_elec_conversion | power | 15796.8 | results_plan_cluster_2010_2014_weights_1_9.netcdf
6 | netherlands | h2_salt_cavern | hydrogen | 28208.5714 | results_plan_cluster_2010_2014_weights_1_9.netcdf
7 | netherlands | nuclear | power | 1650 | results_plan_cluster_2010_2014_weights_1_9.netcdf
8 | netherlands | offshore_wind | power | 27345.0681 | results_plan_cluster_2010_2014_weights_1_9.netcdf
9 | netherlands | onshore_wind | power | 16000 | results_plan_cluster_2010_2014_weights_1_9.netcdf
10 | netherlands | solar | power | 46409.6051 | results_plan_cluster_2010_2014_weights_1_9.netcdf
0 | netherlands | battery | power | 2336.0318 | results_plan_cluster_2010_2015_weights_1_9.netcdf
1 | netherlands | demand_power | power | 18950 | results_plan_cluster_2010_2015_weights_1_9.netcdf
2 | netherlands | electrolyser | hydrogen | 7898.7148 | results_plan_cluster_2010_2015_weights_1_9.netcdf
3 | netherlands | electrolyser | power | 12151.8689 | results_plan_cluster_2010_2015_weights_1_9.netcdf
4 | netherlands | h2_elec_conversion | hydrogen | 28213.0054 | results_plan_cluster_2010_2015_weights_1_9.netcdf
5 | netherlands | h2_elec_conversion | power | 15799.283 | results_plan_cluster_2010_2015_weights_1_9.netcdf
6 | netherlands | h2_salt_cavern | hydrogen | 28213.0054 | results_plan_cluster_2010_2015_weights_1_9.netcdf
7 | netherlands | nuclear | power | 1650 | results_plan_cluster_2010_2015_weights_1_9.netcdf
8 | netherlands | offshore_wind | power | 27169.5382 | results_plan_cluster_2010_2015_weights_1_9.netcdf
9 | netherlands | onshore_wind | power | 16000 | results_plan_cluster_2010_2015_weights_1_9.netcdf
10 | netherlands | solar | power | 43478.4323 | results_plan_cluster_2010_2015_weights_1_9.netcdf
0 | netherlands | battery | power | 2350.1792 | results_plan_cluster_2010_2016_weights_1_9.netcdf
1 | netherlands | demand_power | power | 18950 | results_plan_cluster_2010_2016_weights_1_9.netcdf
2 | netherlands | electrolyser | hydrogen | 7507.2331 | results_plan_cluster_2010_2016_weights_1_9.netcdf
3 | netherlands | electrolyser | power | 11549.5893 | results_plan_cluster_2010_2016_weights_1_9.netcdf
4 | netherlands | h2_elec_conversion | hydrogen | 28208.5714 | results_plan_cluster_2010_2016_weights_1_9.netcdf
5 | netherlands | h2_elec_conversion | power | 15796.8 | results_plan_cluster_2010_2016_weights_1_9.netcdf
6 | netherlands | h2_salt_cavern | hydrogen | 28208.5714 | results_plan_cluster_2010_2016_weights_1_9.netcdf
7 | netherlands | nuclear | power | 1650 | results_plan_cluster_2010_2016_weights_1_9.netcdf
8 | netherlands | offshore_wind | power | 31087.2745 | results_plan_cluster_2010_2016_weights_1_9.netcdf
9 | netherlands | onshore_wind | power | 16000 | results_plan_cluster_2010_2016_weights_1_9.netcdf
10 | netherlands | solar | power | 44788.9956 | results_plan_cluster_2010_2016_weights_1_9.netcdf
0 | netherlands | battery | power | 2350.9093 | results_plan_cluster_2010_2017_weights_1_9.netcdf
1 | netherlands | demand_power | power | 18950 | results_plan_cluster_2010_2017_weights_1_9.netcdf
2 | netherlands | electrolyser | hydrogen | 8045.5804 | results_plan_cluster_2010_2017_weights_1_9.netcdf
3 | netherlands | electrolyser | power | 12377.816 | results_plan_cluster_2010_2017_weights_1_9.netcdf
4 | netherlands | h2_elec_conversion | hydrogen | 28208.5714 | results_plan_cluster_2010_2017_weights_1_9.netcdf
5 | netherlands | h2_elec_conversion | power | 15796.8 | results_plan_cluster_2010_2017_weights_1_9.netcdf
6 | netherlands | h2_salt_cavern | hydrogen | 28208.5714 | results_plan_cluster_2010_2017_weights_1_9.netcdf
7 | netherlands | nuclear | power | 1650 | results_plan_cluster_2010_2017_weights_1_9.netcdf
8 | netherlands | offshore_wind | power | 28726.7196 | results_plan_cluster_2010_2017_weights_1_9.netcdf
9 | netherlands | onshore_wind | power | 16000 | results_plan_cluster_2010_2017_weights_1_9.netcdf
10 | netherlands | solar | power | 45733.5096 | results_plan_cluster_2010_2017_weights_1_9.netcdf
0 | netherlands | battery | power | 2351.3981 | results_plan_cluster_2010_2018_weights_1_9.netcdf
1 | netherlands | demand_power | power | 18950 | results_plan_cluster_2010_2018_weights_1_9.netcdf
2 | netherlands | electrolyser | hydrogen | 8062.4476 | results_plan_cluster_2010_2018_weights_1_9.netcdf
3 | netherlands | electrolyser | power | 12403.7656 | results_plan_cluster_2010_2018_weights_1_9.netcdf
4 | netherlands | h2_elec_conversion | hydrogen | 28208.5714 | results_plan_cluster_2010_2018_weights_1_9.netcdf
5 | netherlands | h2_elec_conversion | power | 15796.8 | results_plan_cluster_2010_2018_weights_1_9.netcdf
6 | netherlands | h2_salt_cavern | hydrogen | 28208.5714 | results_plan_cluster_2010_2018_weights_1_9.netcdf
7 | netherlands | nuclear | power | 1650 | results_plan_cluster_2010_2018_weights_1_9.netcdf
8 | netherlands | offshore_wind | power | 27146.1377 | results_plan_cluster_2010_2018_weights_1_9.netcdf
9 | netherlands | onshore_wind | power | 16000 | results_plan_cluster_2010_2018_weights_1_9.netcdf
10 | netherlands | solar | power | 45021.4625 | results_plan_cluster_2010_2018_weights_1_9.netcdf
0 | netherlands | battery | power | 2350.8403 | results_plan_cluster_2010_2019_weights_1_9.netcdf
1 | netherlands | demand_power | power | 18950 | results_plan_cluster_2010_2019_weights_1_9.netcdf
2 | netherlands | electrolyser | hydrogen | 7986.8956 | results_plan_cluster_2010_2019_weights_1_9.netcdf
3 | netherlands | electrolyser | power | 12287.5318 | results_plan_cluster_2010_2019_weights_1_9.netcdf
4 | netherlands | h2_elec_conversion | hydrogen | 28208.5714 | results_plan_cluster_2010_2019_weights_1_9.netcdf
5 | netherlands | h2_elec_conversion | power | 15796.8 | results_plan_cluster_2010_2019_weights_1_9.netcdf
6 | netherlands | h2_salt_cavern | hydrogen | 28208.5714 | results_plan_cluster_2010_2019_weights_1_9.netcdf
7 | netherlands | nuclear | power | 1650 | results_plan_cluster_2010_2019_weights_1_9.netcdf
8 | netherlands | offshore_wind | power | 28949.6734 | results_plan_cluster_2010_2019_weights_1_9.netcdf
9 | netherlands | onshore_wind | power | 16000 | results_plan_cluster_2010_2019_weights_1_9.netcdf
10 | netherlands | solar | power | 40937.1111 | results_plan_cluster_2010_2019_weights_1_9.netcdf
0 | netherlands | battery | power | 2336.5921 | results_plan_cluster_2011_2010_weights_1_9.netcdf
1 | netherlands | demand_power | power | 18950 | results_plan_cluster_2011_2010_weights_1_9.netcdf
2 | netherlands | electrolyser | hydrogen | 7513.3807 | results_plan_cluster_2011_2010_weights_1_9.netcdf
3 | netherlands | electrolyser | power | 11559.0473 | results_plan_cluster_2011_2010_weights_1_9.netcdf
4 | netherlands | h2_elec_conversion | hydrogen | 28212.6819 | results_plan_cluster_2011_2010_weights_1_9.netcdf
5 | netherlands | h2_elec_conversion | power | 15799.1019 | results_plan_cluster_2011_2010_weights_1_9.netcdf
6 | netherlands | h2_salt_cavern | hydrogen | 28212.6819 | results_plan_cluster_2011_2010_weights_1_9.netcdf
7 | netherlands | nuclear | power | 1650 | results_plan_cluster_2011_2010_weights_1_9.netcdf
8 | netherlands | offshore_wind | power | 28981.185 | results_plan_cluster_2011_2010_weights_1_9.netcdf
9 | netherlands | onshore_wind | power | 16000 | results_plan_cluster_2011_2010_weights_1_9.netcdf
10 | netherlands | solar | power | 41022.6174 | results_plan_cluster_2011_2010_weights_1_9.netcdf
0 | netherlands | battery | power | 2336.6079 | results_plan_cluster_2011_2010_weights_9_1.netcdf
1 | netherlands | demand_power | power | 18950 | results_plan_cluster_2011_2010_weights_9_1.netcdf
2 | netherlands | electrolyser | hydrogen | 7482.1738 | results_plan_cluster_2011_2010_weights_9_1.netcdf
3 | netherlands | electrolyser | power | 11511.0366 | results_plan_cluster_2011_2010_weights_9_1.netcdf
4 | netherlands | h2_elec_conversion | hydrogen | 28212.6728 | results_plan_cluster_2011_2010_weights_9_1.netcdf
5 | netherlands | h2_elec_conversion | power | 15799.0968 | results_plan_cluster_2011_2010_weights_9_1.netcdf
6 | netherlands | h2_salt_cavern | hydrogen | 28212.6728 | results_plan_cluster_2011_2010_weights_9_1.netcdf
7 | netherlands | nuclear | power | 1650 | results_plan_cluster_2011_2010_weights_9_1.netcdf
8 | netherlands | offshore_wind | power | 29032.0664 | results_plan_cluster_2011_2010_weights_9_1.netcdf
9 | netherlands | onshore_wind | power | 16000 | results_plan_cluster_2011_2010_weights_9_1.netcdf
10 | netherlands | solar | power | 41063.3735 | results_plan_cluster_2011_2010_weights_9_1.netcdf
0 | netherlands | battery | power | 3087.3762 | results_plan_cluster_2011_2012_weights_1_9.netcdf
1 | netherlands | demand_power | power | 18797 | results_plan_cluster_2011_2012_weights_1_9.netcdf
2 | netherlands | electrolyser | hydrogen | 7311.512 | results_plan_cluster_2011_2012_weights_1_9.netcdf
3 | netherlands | electrolyser | power | 11248.4801 | results_plan_cluster_2011_2012_weights_1_9.netcdf
4 | netherlands | h2_elec_conversion | hydrogen | 26980.455 | results_plan_cluster_2011_2012_weights_1_9.netcdf
5 | netherlands | h2_elec_conversion | power | 15109.0548 | results_plan_cluster_2011_2012_weights_1_9.netcdf
6 | netherlands | h2_salt_cavern | hydrogen | 26980.455 | results_plan_cluster_2011_2012_weights_1_9.netcdf
7 | netherlands | nuclear | power | 1650 | results_plan_cluster_2011_2012_weights_1_9.netcdf
8 | netherlands | offshore_wind | power | 26239.9394 | results_plan_cluster_2011_2012_weights_1_9.netcdf
9 | netherlands | onshore_wind | power | 16000 | results_plan_cluster_2011_2012_weights_1_9.netcdf
10 | netherlands | solar | power | 41862.989 | results_plan_cluster_2011_2012_weights_1_9.netcdf
0 | netherlands | battery | power | 3745.1202 | results_plan_cluster_2011_2013_weights_1_9.netcdf
1 | netherlands | demand_power | power | 18548 | results_plan_cluster_2011_2013_weights_1_9.netcdf
2 | netherlands | electrolyser | hydrogen | 7476.6437 | results_plan_cluster_2011_2013_weights_1_9.netcdf
3 | netherlands | electrolyser | power | 11502.5288 | results_plan_cluster_2011_2013_weights_1_9.netcdf
4 | netherlands | h2_elec_conversion | hydrogen | 26751.2638 | results_plan_cluster_2011_2013_weights_1_9.netcdf
5 | netherlands | h2_elec_conversion | power | 14980.7077 | results_plan_cluster_2011_2013_weights_1_9.netcdf
6 | netherlands | h2_salt_cavern | hydrogen | 26751.2638 | results_plan_cluster_2011_2013_weights_1_9.netcdf
7 | netherlands | nuclear | power | 1650 | results_plan_cluster_2011_2013_weights_1_9.netcdf
8 | netherlands | offshore_wind | power | 25421.449 | results_plan_cluster_2011_2013_weights_1_9.netcdf
9 | netherlands | onshore_wind | power | 16000 | results_plan_cluster_2011_2013_weights_1_9.netcdf
10 | netherlands | solar | power | 43232.3093 | results_plan_cluster_2011_2013_weights_1_9.netcdf
0 | netherlands | battery | power | 2612.6955 | results_plan_cluster_2011_2014_weights_1_9.netcdf
1 | netherlands | demand_power | power | 18890 | results_plan_cluster_2011_2014_weights_1_9.netcdf
2 | netherlands | electrolyser | hydrogen | 7935.7799 | results_plan_cluster_2011_2014_weights_1_9.netcdf
3 | netherlands | electrolyser | power | 12208.8922 | results_plan_cluster_2011_2014_weights_1_9.netcdf
4 | netherlands | h2_elec_conversion | hydrogen | 27077.8742 | results_plan_cluster_2011_2014_weights_1_9.netcdf
5 | netherlands | h2_elec_conversion | power | 15163.6096 | results_plan_cluster_2011_2014_weights_1_9.netcdf
6 | netherlands | h2_salt_cavern | hydrogen | 27077.8742 | results_plan_cluster_2011_2014_weights_1_9.netcdf
7 | netherlands | nuclear | power | 1650 | results_plan_cluster_2011_2014_weights_1_9.netcdf
8 | netherlands | offshore_wind | power | 25452.1546 | results_plan_cluster_2011_2014_weights_1_9.netcdf
9 | netherlands | onshore_wind | power | 16000 | results_plan_cluster_2011_2014_weights_1_9.netcdf
10 | netherlands | solar | power | 48681.7101 | results_plan_cluster_2011_2014_weights_1_9.netcdf
0 | netherlands | battery | power | 3423.0499 | results_plan_cluster_2011_2015_weights_1_9.netcdf
1 | netherlands | demand_power | power | 18548 | results_plan_cluster_2011_2015_weights_1_9.netcdf
2 | netherlands | electrolyser | hydrogen | 7891.0588 | results_plan_cluster_2011_2015_weights_1_9.netcdf
3 | netherlands | electrolyser | power | 12140.0904 | results_plan_cluster_2011_2015_weights_1_9.netcdf
4 | netherlands | h2_elec_conversion | hydrogen | 27122.9188 | results_plan_cluster_2011_2015_weights_1_9.netcdf
5 | netherlands | h2_elec_conversion | power | 15188.8345 | results_plan_cluster_2011_2015_weights_1_9.netcdf
6 | netherlands | h2_salt_cavern | hydrogen | 27122.9188 | results_plan_cluster_2011_2015_weights_1_9.netcdf
7 | netherlands | nuclear | power | 1650 | results_plan_cluster_2011_2015_weights_1_9.netcdf
8 | netherlands | offshore_wind | power | 22206.823 | results_plan_cluster_2011_2015_weights_1_9.netcdf
9 | netherlands | onshore_wind | power | 16000 | results_plan_cluster_2011_2015_weights_1_9.netcdf
10 | netherlands | solar | power | 46703.8284 | results_plan_cluster_2011_2015_weights_1_9.netcdf
0 | netherlands | battery | power | 3573.8273 | results_plan_cluster_2011_2016_weights_1_9.netcdf
1 | netherlands | demand_power | power | 18548 | results_plan_cluster_2011_2016_weights_1_9.netcdf
2 | netherlands | electrolyser | hydrogen | 7165.2788 | results_plan_cluster_2011_2016_weights_1_9.netcdf
3 | netherlands | electrolyser | power | 11023.5058 | results_plan_cluster_2011_2016_weights_1_9.netcdf
4 | netherlands | h2_elec_conversion | hydrogen | 26830.4199 | results_plan_cluster_2011_2016_weights_1_9.netcdf
5 | netherlands | h2_elec_conversion | power | 15025.0351 | results_plan_cluster_2011_2016_weights_1_9.netcdf
6 | netherlands | h2_salt_cavern | hydrogen | 26830.4199 | results_plan_cluster_2011_2016_weights_1_9.netcdf
7 | netherlands | nuclear | power | 1650 | results_plan_cluster_2011_2016_weights_1_9.netcdf
8 | netherlands | offshore_wind | power | 29938.9 | results_plan_cluster_2011_2016_weights_1_9.netcdf
9 | netherlands | onshore_wind | power | 16000 | results_plan_cluster_2011_2016_weights_1_9.netcdf
10 | netherlands | solar | power | 42763.8687 | results_plan_cluster_2011_2016_weights_1_9.netcdf
0 | netherlands | battery | power | 5120.0901 | results_plan_cluster_2011_2017_weights_1_9.netcdf
1 | netherlands | demand_power | power | 18548 | results_plan_cluster_2011_2017_weights_1_9.netcdf
2 | netherlands | electrolyser | hydrogen | 7796.9808 | results_plan_cluster_2011_2017_weights_1_9.netcdf
3 | netherlands | electrolyser | power | 11995.3551 | results_plan_cluster_2011_2017_weights_1_9.netcdf
4 | netherlands | h2_elec_conversion | hydrogen | 26487.1603 | results_plan_cluster_2011_2017_weights_1_9.netcdf
5 | netherlands | h2_elec_conversion | power | 14832.8098 | results_plan_cluster_2011_2017_weights_1_9.netcdf
6 | netherlands | h2_salt_cavern | hydrogen | 26487.1603 | results_plan_cluster_2011_2017_weights_1_9.netcdf
7 | netherlands | nuclear | power | 1650 | results_plan_cluster_2011_2017_weights_1_9.netcdf
8 | netherlands | offshore_wind | power | 25373.6327 | results_plan_cluster_2011_2017_weights_1_9.netcdf
9 | netherlands | onshore_wind | power | 16000 | results_plan_cluster_2011_2017_weights_1_9.netcdf
10 | netherlands | solar | power | 44500.2992 | results_plan_cluster_2011_2017_weights_1_9.netcdf
0 | netherlands | battery | power | 3753.2248 | results_plan_cluster_2011_2018_weights_1_9.netcdf
1 | netherlands | demand_power | power | 18548 | results_plan_cluster_2011_2018_weights_1_9.netcdf
2 | netherlands | electrolyser | hydrogen | 7194.4544 | results_plan_cluster_2011_2018_weights_1_9.netcdf
3 | netherlands | electrolyser | power | 11068.3913 | results_plan_cluster_2011_2018_weights_1_9.netcdf
4 | netherlands | h2_elec_conversion | hydrogen | 26739.8072 | results_plan_cluster_2011_2018_weights_1_9.netcdf
5 | netherlands | h2_elec_conversion | power | 14974.292 | results_plan_cluster_2011_2018_weights_1_9.netcdf
6 | netherlands | h2_salt_cavern | hydrogen | 26739.8072 | results_plan_cluster_2011_2018_weights_1_9.netcdf
7 | netherlands | nuclear | power | 1650 | results_plan_cluster_2011_2018_weights_1_9.netcdf
8 | netherlands | offshore_wind | power | 26325.0689 | results_plan_cluster_2011_2018_weights_1_9.netcdf
9 | netherlands | onshore_wind | power | 16000 | results_plan_cluster_2011_2018_weights_1_9.netcdf
10 | netherlands | solar | power | 40855.8335 | results_plan_cluster_2011_2018_weights_1_9.netcdf
0 | netherlands | battery | power | 3029.2498 | results_plan_cluster_2011_2019_weights_1_9.netcdf
1 | netherlands | demand_power | power | 18548 | results_plan_cluster_2011_2019_weights_1_9.netcdf
2 | netherlands | electrolyser | hydrogen | 6917.6776 | results_plan_cluster_2011_2019_weights_1_9.netcdf
3 | netherlands | electrolyser | power | 10642.581 | results_plan_cluster_2011_2019_weights_1_9.netcdf
4 | netherlands | h2_elec_conversion | hydrogen | 26932.7704 | results_plan_cluster_2011_2019_weights_1_9.netcdf
5 | netherlands | h2_elec_conversion | power | 15082.3514 | results_plan_cluster_2011_2019_weights_1_9.netcdf
6 | netherlands | h2_salt_cavern | hydrogen | 26932.7704 | results_plan_cluster_2011_2019_weights_1_9.netcdf
7 | netherlands | nuclear | power | 1650 | results_plan_cluster_2011_2019_weights_1_9.netcdf
8 | netherlands | offshore_wind | power | 27915.0156 | results_plan_cluster_2011_2019_weights_1_9.netcdf
9 | netherlands | onshore_wind | power | 16000 | results_plan_cluster_2011_2019_weights_1_9.netcdf
10 | netherlands | solar | power | 37099.1147 | results_plan_cluster_2011_2019_weights_1_9.netcdf
0 | netherlands | battery | power | 2350.9855 | results_plan_cluster_2012_2010_weights_1_9.netcdf
1 | netherlands | demand_power | power | 18950 | results_plan_cluster_2012_2010_weights_1_9.netcdf
2 | netherlands | electrolyser | hydrogen | 8002.1295 | results_plan_cluster_2012_2010_weights_1_9.netcdf
3 | netherlands | electrolyser | power | 12310.9685 | results_plan_cluster_2012_2010_weights_1_9.netcdf
4 | netherlands | h2_elec_conversion | hydrogen | 28208.5714 | results_plan_cluster_2012_2010_weights_1_9.netcdf
5 | netherlands | h2_elec_conversion | power | 15796.8 | results_plan_cluster_2012_2010_weights_1_9.netcdf
6 | netherlands | h2_salt_cavern | hydrogen | 28208.5714 | results_plan_cluster_2012_2010_weights_1_9.netcdf
7 | netherlands | nuclear | power | 1650 | results_plan_cluster_2012_2010_weights_1_9.netcdf
8 | netherlands | offshore_wind | power | 28480.3329 | results_plan_cluster_2012_2010_weights_1_9.netcdf
9 | netherlands | onshore_wind | power | 16000 | results_plan_cluster_2012_2010_weights_1_9.netcdf
10 | netherlands | solar | power | 43314.0618 | results_plan_cluster_2012_2010_weights_1_9.netcdf
0 | netherlands | battery | power | 2350.9836 | results_plan_cluster_2012_2010_weights_9_1.netcdf
1 | netherlands | demand_power | power | 18950 | results_plan_cluster_2012_2010_weights_9_1.netcdf
2 | netherlands | electrolyser | hydrogen | 7998.1498 | results_plan_cluster_2012_2010_weights_9_1.netcdf
3 | netherlands | electrolyser | power | 12304.8459 | results_plan_cluster_2012_2010_weights_9_1.netcdf
4 | netherlands | h2_elec_conversion | hydrogen | 28208.5714 | results_plan_cluster_2012_2010_weights_9_1.netcdf
5 | netherlands | h2_elec_conversion | power | 15796.8 | results_plan_cluster_2012_2010_weights_9_1.netcdf
6 | netherlands | h2_salt_cavern | hydrogen | 28208.5714 | results_plan_cluster_2012_2010_weights_9_1.netcdf
7 | netherlands | nuclear | power | 1650 | results_plan_cluster_2012_2010_weights_9_1.netcdf
8 | netherlands | offshore_wind | power | 28486.3084 | results_plan_cluster_2012_2010_weights_9_1.netcdf
9 | netherlands | onshore_wind | power | 16000 | results_plan_cluster_2012_2010_weights_9_1.netcdf
10 | netherlands | solar | power | 43313.2087 | results_plan_cluster_2012_2010_weights_9_1.netcdf
0 | netherlands | battery | power | 3087.575 | results_plan_cluster_2012_2011_weights_1_9.netcdf
1 | netherlands | demand_power | power | 18797 | results_plan_cluster_2012_2011_weights_1_9.netcdf
2 | netherlands | electrolyser | hydrogen | 7312.6096 | results_plan_cluster_2012_2011_weights_1_9.netcdf
3 | netherlands | electrolyser | power | 11250.1685 | results_plan_cluster_2012_2011_weights_1_9.netcdf
4 | netherlands | h2_elec_conversion | hydrogen | 26980.4178 | results_plan_cluster_2012_2011_weights_1_9.netcdf
5 | netherlands | h2_elec_conversion | power | 15109.034 | results_plan_cluster_2012_2011_weights_1_9.netcdf
6 | netherlands | h2_salt_cavern | hydrogen | 26980.4178 | results_plan_cluster_2012_2011_weights_1_9.netcdf
7 | netherlands | nuclear | power | 1650 | results_plan_cluster_2012_2011_weights_1_9.netcdf
8 | netherlands | offshore_wind | power | 26238.8644 | results_plan_cluster_2012_2011_weights_1_9.netcdf
9 | netherlands | onshore_wind | power | 16000 | results_plan_cluster_2012_2011_weights_1_9.netcdf
10 | netherlands | solar | power | 41859.5295 | results_plan_cluster_2012_2011_weights_1_9.netcdf
0 | netherlands | battery | power | 2178.7048 | results_plan_cluster_2012_2013_weights_1_9.netcdf
1 | netherlands | demand_power | power | 18797 | results_plan_cluster_2012_2013_weights_1_9.netcdf
2 | netherlands | electrolyser | hydrogen | 7652.2599 | results_plan_cluster_2012_2013_weights_1_9.netcdf
3 | netherlands | electrolyser | power | 11772.7075 | results_plan_cluster_2012_2013_weights_1_9.netcdf
4 | netherlands | h2_elec_conversion | hydrogen | 27231.343 | results_plan_cluster_2012_2013_weights_1_9.netcdf
5 | netherlands | h2_elec_conversion | power | 15249.5521 | results_plan_cluster_2012_2013_weights_1_9.netcdf
6 | netherlands | h2_salt_cavern | hydrogen | 27231.343 | results_plan_cluster_2012_2013_weights_1_9.netcdf
7 | netherlands | nuclear | power | 1650 | results_plan_cluster_2012_2013_weights_1_9.netcdf
8 | netherlands | offshore_wind | power | 26849.8998 | results_plan_cluster_2012_2013_weights_1_9.netcdf
9 | netherlands | onshore_wind | power | 16000 | results_plan_cluster_2012_2013_weights_1_9.netcdf
10 | netherlands | solar | power | 39719.483 | results_plan_cluster_2012_2013_weights_1_9.netcdf
0 | netherlands | battery | power | 2844.4446 | results_plan_cluster_2012_2014_weights_1_9.netcdf
1 | netherlands | demand_power | power | 18890 | results_plan_cluster_2012_2014_weights_1_9.netcdf
2 | netherlands | electrolyser | hydrogen | 7960.2146 | results_plan_cluster_2012_2014_weights_1_9.netcdf
3 | netherlands | electrolyser | power | 12246.484 | results_plan_cluster_2012_2014_weights_1_9.netcdf
4 | netherlands | h2_elec_conversion | hydrogen | 27029.8672 | results_plan_cluster_2012_2014_weights_1_9.netcdf
5 | netherlands | h2_elec_conversion | power | 15136.7256 | results_plan_cluster_2012_2014_weights_1_9.netcdf
6 | netherlands | h2_salt_cavern | hydrogen | 27029.8672 | results_plan_cluster_2012_2014_weights_1_9.netcdf
7 | netherlands | nuclear | power | 1650 | results_plan_cluster_2012_2014_weights_1_9.netcdf
8 | netherlands | offshore_wind | power | 27344.9993 | results_plan_cluster_2012_2014_weights_1_9.netcdf
9 | netherlands | onshore_wind | power | 16000 | results_plan_cluster_2012_2014_weights_1_9.netcdf
10 | netherlands | solar | power | 44348.6812 | results_plan_cluster_2012_2014_weights_1_9.netcdf
0 | netherlands | battery | power | 3430.7837 | results_plan_cluster_2012_2015_weights_1_9.netcdf
1 | netherlands | demand_power | power | 18797 | results_plan_cluster_2012_2015_weights_1_9.netcdf
2 | netherlands | electrolyser | hydrogen | 7354.5884 | results_plan_cluster_2012_2015_weights_1_9.netcdf
3 | netherlands | electrolyser | power | 11314.7513 | results_plan_cluster_2012_2015_weights_1_9.netcdf
4 | netherlands | h2_elec_conversion | hydrogen | 27118.9497 | results_plan_cluster_2012_2015_weights_1_9.netcdf
5 | netherlands | h2_elec_conversion | power | 15186.6118 | results_plan_cluster_2012_2015_weights_1_9.netcdf
6 | netherlands | h2_salt_cavern | hydrogen | 27118.9497 | results_plan_cluster_2012_2015_weights_1_9.netcdf
7 | netherlands | nuclear | power | 1650 | results_plan_cluster_2012_2015_weights_1_9.netcdf
8 | netherlands | offshore_wind | power | 24985.2448 | results_plan_cluster_2012_2015_weights_1_9.netcdf
9 | netherlands | onshore_wind | power | 16000 | results_plan_cluster_2012_2015_weights_1_9.netcdf
10 | netherlands | solar | power | 43490.797 | results_plan_cluster_2012_2015_weights_1_9.netcdf
0 | netherlands | battery | power | 3008.5585 | results_plan_cluster_2012_2016_weights_1_9.netcdf
1 | netherlands | demand_power | power | 18797 | results_plan_cluster_2012_2016_weights_1_9.netcdf
2 | netherlands | electrolyser | hydrogen | 8386.8559 | results_plan_cluster_2012_2016_weights_1_9.netcdf
3 | netherlands | electrolyser | power | 12902.8552 | results_plan_cluster_2012_2016_weights_1_9.netcdf
4 | netherlands | h2_elec_conversion | hydrogen | 26991.413 | results_plan_cluster_2012_2016_weights_1_9.netcdf
5 | netherlands | h2_elec_conversion | power | 15115.1913 | results_plan_cluster_2012_2016_weights_1_9.netcdf
6 | netherlands | h2_salt_cavern | hydrogen | 26991.413 | results_plan_cluster_2012_2016_weights_1_9.netcdf
7 | netherlands | nuclear | power | 1650 | results_plan_cluster_2012_2016_weights_1_9.netcdf
8 | netherlands | offshore_wind | power | 30661.8222 | results_plan_cluster_2012_2016_weights_1_9.netcdf
9 | netherlands | onshore_wind | power | 16000 | results_plan_cluster_2012_2016_weights_1_9.netcdf
10 | netherlands | solar | power | 47007.6128 | results_plan_cluster_2012_2016_weights_1_9.netcdf
0 | netherlands | battery | power | 2534.4563 | results_plan_cluster_2012_2017_weights_1_9.netcdf
1 | netherlands | demand_power | power | 18797 | results_plan_cluster_2012_2017_weights_1_9.netcdf
2 | netherlands | electrolyser | hydrogen | 7909.9796 | results_plan_cluster_2012_2017_weights_1_9.netcdf
3 | netherlands | electrolyser | power | 12169.1994 | results_plan_cluster_2012_2017_weights_1_9.netcdf
4 | netherlands | h2_elec_conversion | hydrogen | 27230.9751 | results_plan_cluster_2012_2017_weights_1_9.netcdf
5 | netherlands | h2_elec_conversion | power | 15249.3461 | results_plan_cluster_2012_2017_weights_1_9.netcdf
6 | netherlands | h2_salt_cavern | hydrogen | 27230.9751 | results_plan_cluster_2012_2017_weights_1_9.netcdf
7 | netherlands | nuclear | power | 1650 | results_plan_cluster_2012_2017_weights_1_9.netcdf
8 | netherlands | offshore_wind | power | 26777.9366 | results_plan_cluster_2012_2017_weights_1_9.netcdf
9 | netherlands | onshore_wind | power | 16000 | results_plan_cluster_2012_2017_weights_1_9.netcdf
10 | netherlands | solar | power | 41617.1525 | results_plan_cluster_2012_2017_weights_1_9.netcdf
0 | netherlands | battery | power | 3289.9334 | results_plan_cluster_2012_2018_weights_1_9.netcdf
1 | netherlands | demand_power | power | 18797 | results_plan_cluster_2012_2018_weights_1_9.netcdf
2 | netherlands | electrolyser | hydrogen | 7449.2407 | results_plan_cluster_2012_2018_weights_1_9.netcdf
3 | netherlands | electrolyser | power | 11460.3703 | results_plan_cluster_2012_2018_weights_1_9.netcdf
4 | netherlands | h2_elec_conversion | hydrogen | 26942.5139 | results_plan_cluster_2012_2018_weights_1_9.netcdf
5 | netherlands | h2_elec_conversion | power | 15087.8078 | results_plan_cluster_2012_2018_weights_1_9.netcdf
6 | netherlands | h2_salt_cavern | hydrogen | 26942.5139 | results_plan_cluster_2012_2018_weights_1_9.netcdf
7 | netherlands | nuclear | power | 1650 | results_plan_cluster_2012_2018_weights_1_9.netcdf
8 | netherlands | offshore_wind | power | 25144.73 | results_plan_cluster_2012_2018_weights_1_9.netcdf
9 | netherlands | onshore_wind | power | 16000 | results_plan_cluster_2012_2018_weights_1_9.netcdf
10 | netherlands | solar | power | 44327.4367 | results_plan_cluster_2012_2018_weights_1_9.netcdf
0 | netherlands | battery | power | 2242.6655 | results_plan_cluster_2012_2019_weights_1_9.netcdf
1 | netherlands | demand_power | power | 18797 | results_plan_cluster_2012_2019_weights_1_9.netcdf
2 | netherlands | electrolyser | hydrogen | 7162.5152 | results_plan_cluster_2012_2019_weights_1_9.netcdf
3 | netherlands | electrolyser | power | 11019.2542 | results_plan_cluster_2012_2019_weights_1_9.netcdf
4 | netherlands | h2_elec_conversion | hydrogen | 27194.4134 | results_plan_cluster_2012_2019_weights_1_9.netcdf
5 | netherlands | h2_elec_conversion | power | 15228.8715 | results_plan_cluster_2012_2019_weights_1_9.netcdf
6 | netherlands | h2_salt_cavern | hydrogen | 27194.4134 | results_plan_cluster_2012_2019_weights_1_9.netcdf
7 | netherlands | nuclear | power | 1650 | results_plan_cluster_2012_2019_weights_1_9.netcdf
8 | netherlands | offshore_wind | power | 27834.6914 | results_plan_cluster_2012_2019_weights_1_9.netcdf
9 | netherlands | onshore_wind | power | 16000 | results_plan_cluster_2012_2019_weights_1_9.netcdf
10 | netherlands | solar | power | 36760.1781 | results_plan_cluster_2012_2019_weights_1_9.netcdf
0 | netherlands | battery | power | 2336.4943 | results_plan_cluster_2013_2010_weights_1_9.netcdf
1 | netherlands | demand_power | power | 18950 | results_plan_cluster_2013_2010_weights_1_9.netcdf
2 | netherlands | electrolyser | hydrogen | 7795.6372 | results_plan_cluster_2013_2010_weights_1_9.netcdf
3 | netherlands | electrolyser | power | 11993.288 | results_plan_cluster_2013_2010_weights_1_9.netcdf
4 | netherlands | h2_elec_conversion | hydrogen | 28212.7384 | results_plan_cluster_2013_2010_weights_1_9.netcdf
5 | netherlands | h2_elec_conversion | power | 15799.1335 | results_plan_cluster_2013_2010_weights_1_9.netcdf
6 | netherlands | h2_salt_cavern | hydrogen | 28212.7384 | results_plan_cluster_2013_2010_weights_1_9.netcdf
7 | netherlands | nuclear | power | 1650 | results_plan_cluster_2013_2010_weights_1_9.netcdf
8 | netherlands | offshore_wind | power | 28664.7967 | results_plan_cluster_2013_2010_weights_1_9.netcdf
9 | netherlands | onshore_wind | power | 16000 | results_plan_cluster_2013_2010_weights_1_9.netcdf
10 | netherlands | solar | power | 43731.2269 | results_plan_cluster_2013_2010_weights_1_9.netcdf
0 | netherlands | battery | power | 2336.4947 | results_plan_cluster_2013_2010_weights_9_1.netcdf
1 | netherlands | demand_power | power | 18950 | results_plan_cluster_2013_2010_weights_9_1.netcdf
2 | netherlands | electrolyser | hydrogen | 7794.0636 | results_plan_cluster_2013_2010_weights_9_1.netcdf
3 | netherlands | electrolyser | power | 11990.8671 | results_plan_cluster_2013_2010_weights_9_1.netcdf
4 | netherlands | h2_elec_conversion | hydrogen | 28212.7382 | results_plan_cluster_2013_2010_weights_9_1.netcdf
5 | netherlands | h2_elec_conversion | power | 15799.1334 | results_plan_cluster_2013_2010_weights_9_1.netcdf
6 | netherlands | h2_salt_cavern | hydrogen | 28212.7382 | results_plan_cluster_2013_2010_weights_9_1.netcdf
7 | netherlands | nuclear | power | 1650 | results_plan_cluster_2013_2010_weights_9_1.netcdf
8 | netherlands | offshore_wind | power | 28666.2864 | results_plan_cluster_2013_2010_weights_9_1.netcdf
9 | netherlands | onshore_wind | power | 16000 | results_plan_cluster_2013_2010_weights_9_1.netcdf
10 | netherlands | solar | power | 43738.0341 | results_plan_cluster_2013_2010_weights_9_1.netcdf
0 | netherlands | battery | power | 3744.9706 | results_plan_cluster_2013_2011_weights_1_9.netcdf
1 | netherlands | demand_power | power | 18548 | results_plan_cluster_2013_2011_weights_1_9.netcdf
2 | netherlands | electrolyser | hydrogen | 7478.4596 | results_plan_cluster_2013_2011_weights_1_9.netcdf
3 | netherlands | electrolyser | power | 11505.3225 | results_plan_cluster_2013_2011_weights_1_9.netcdf
4 | netherlands | h2_elec_conversion | hydrogen | 26751.4752 | results_plan_cluster_2013_2011_weights_1_9.netcdf
5 | netherlands | h2_elec_conversion | power | 14980.8261 | results_plan_cluster_2013_2011_weights_1_9.netcdf
6 | netherlands | h2_salt_cavern | hydrogen | 26751.4752 | results_plan_cluster_2013_2011_weights_1_9.netcdf
7 | netherlands | nuclear | power | 1650 | results_plan_cluster_2013_2011_weights_1_9.netcdf
8 | netherlands | offshore_wind | power | 25404.7705 | results_plan_cluster_2013_2011_weights_1_9.netcdf
9 | netherlands | onshore_wind | power | 16000 | results_plan_cluster_2013_2011_weights_1_9.netcdf
10 | netherlands | solar | power | 43289.7566 | results_plan_cluster_2013_2011_weights_1_9.netcdf
0 | netherlands | battery | power | 2176.6823 | results_plan_cluster_2013_2012_weights_1_9.netcdf
1 | netherlands | demand_power | power | 18797 | results_plan_cluster_2013_2012_weights_1_9.netcdf
2 | netherlands | electrolyser | hydrogen | 7655.4785 | results_plan_cluster_2013_2012_weights_1_9.netcdf
3 | netherlands | electrolyser | power | 11777.6592 | results_plan_cluster_2013_2012_weights_1_9.netcdf
4 | netherlands | h2_elec_conversion | hydrogen | 27232.5108 | results_plan_cluster_2013_2012_weights_1_9.netcdf
5 | netherlands | h2_elec_conversion | power | 15250.206 | results_plan_cluster_2013_2012_weights_1_9.netcdf
6 | netherlands | h2_salt_cavern | hydrogen | 27232.5108 | results_plan_cluster_2013_2012_weights_1_9.netcdf
7 | netherlands | nuclear | power | 1650 | results_plan_cluster_2013_2012_weights_1_9.netcdf
8 | netherlands | offshore_wind | power | 26818.7595 | results_plan_cluster_2013_2012_weights_1_9.netcdf
9 | netherlands | onshore_wind | power | 16000 | results_plan_cluster_2013_2012_weights_1_9.netcdf
10 | netherlands | solar | power | 39806.4339 | results_plan_cluster_2013_2012_weights_1_9.netcdf
0 | netherlands | battery | power | 2523.9868 | results_plan_cluster_2013_2014_weights_1_9.netcdf
1 | netherlands | demand_power | power | 18890 | results_plan_cluster_2013_2014_weights_1_9.netcdf
2 | netherlands | electrolyser | hydrogen | 7852.2872 | results_plan_cluster_2013_2014_weights_1_9.netcdf
3 | netherlands | electrolyser | power | 12080.4418 | results_plan_cluster_2013_2014_weights_1_9.netcdf
4 | netherlands | h2_elec_conversion | hydrogen | 27091.0426 | results_plan_cluster_2013_2014_weights_1_9.netcdf
5 | netherlands | h2_elec_conversion | power | 15170.9839 | results_plan_cluster_2013_2014_weights_1_9.netcdf
6 | netherlands | h2_salt_cavern | hydrogen | 27091.0426 | results_plan_cluster_2013_2014_weights_1_9.netcdf
7 | netherlands | nuclear | power | 1650 | results_plan_cluster_2013_2014_weights_1_9.netcdf
8 | netherlands | offshore_wind | power | 27214.4934 | results_plan_cluster_2013_2014_weights_1_9.netcdf
9 | netherlands | onshore_wind | power | 16000 | results_plan_cluster_2013_2014_weights_1_9.netcdf
10 | netherlands | solar | power | 45264.5819 | results_plan_cluster_2013_2014_weights_1_9.netcdf
0 | netherlands | battery | power | 1970.7749 | results_plan_cluster_2013_2015_weights_1_9.netcdf
1 | netherlands | demand_power | power | 18448 | results_plan_cluster_2013_2015_weights_1_9.netcdf
2 | netherlands | electrolyser | hydrogen | 7703.2201 | results_plan_cluster_2013_2015_weights_1_9.netcdf
3 | netherlands | electrolyser | power | 11851.1079 | results_plan_cluster_2013_2015_weights_1_9.netcdf
4 | netherlands | h2_elec_conversion | hydrogen | 27541.0528 | results_plan_cluster_2013_2015_weights_1_9.netcdf
5 | netherlands | h2_elec_conversion | power | 15422.9896 | results_plan_cluster_2013_2015_weights_1_9.netcdf
6 | netherlands | h2_salt_cavern | hydrogen | 27541.0528 | results_plan_cluster_2013_2015_weights_1_9.netcdf
7 | netherlands | nuclear | power | 1650 | results_plan_cluster_2013_2015_weights_1_9.netcdf
8 | netherlands | offshore_wind | power | 24005.2216 | results_plan_cluster_2013_2015_weights_1_9.netcdf
9 | netherlands | onshore_wind | power | 16000 | results_plan_cluster_2013_2015_weights_1_9.netcdf
10 | netherlands | solar | power | 43813.7009 | results_plan_cluster_2013_2015_weights_1_9.netcdf
0 | netherlands | battery | power | 3748.2638 | results_plan_cluster_2013_2016_weights_1_9.netcdf
1 | netherlands | demand_power | power | 18448 | results_plan_cluster_2013_2016_weights_1_9.netcdf
2 | netherlands | electrolyser | hydrogen | 7042.1691 | results_plan_cluster_2013_2016_weights_1_9.netcdf
3 | netherlands | electrolyser | power | 10834.1064 | results_plan_cluster_2013_2016_weights_1_9.netcdf
4 | netherlands | h2_elec_conversion | hydrogen | 26786.3718 | results_plan_cluster_2013_2016_weights_1_9.netcdf
5 | netherlands | h2_elec_conversion | power | 15000.3682 | results_plan_cluster_2013_2016_weights_1_9.netcdf
6 | netherlands | h2_salt_cavern | hydrogen | 26786.3718 | results_plan_cluster_2013_2016_weights_1_9.netcdf
7 | netherlands | nuclear | power | 1650 | results_plan_cluster_2013_2016_weights_1_9.netcdf
8 | netherlands | offshore_wind | power | 27860.2882 | results_plan_cluster_2013_2016_weights_1_9.netcdf
9 | netherlands | onshore_wind | power | 16000 | results_plan_cluster_2013_2016_weights_1_9.netcdf
10 | netherlands | solar | power | 46978.9535 | results_plan_cluster_2013_2016_weights_1_9.netcdf
0 | netherlands | battery | power | 1799.2986 | results_plan_cluster_2013_2017_weights_1_9.netcdf
1 | netherlands | demand_power | power | 18448 | results_plan_cluster_2013_2017_weights_1_9.netcdf
2 | netherlands | electrolyser | hydrogen | 7925.9054 | results_plan_cluster_2013_2017_weights_1_9.netcdf
3 | netherlands | electrolyser | power | 12193.7006 | results_plan_cluster_2013_2017_weights_1_9.netcdf
4 | netherlands | h2_elec_conversion | hydrogen | 27441.743 | results_plan_cluster_2013_2017_weights_1_9.netcdf
5 | netherlands | h2_elec_conversion | power | 15367.3761 | results_plan_cluster_2013_2017_weights_1_9.netcdf
6 | netherlands | h2_salt_cavern | hydrogen | 27441.743 | results_plan_cluster_2013_2017_weights_1_9.netcdf
7 | netherlands | nuclear | power | 1650 | results_plan_cluster_2013_2017_weights_1_9.netcdf
8 | netherlands | offshore_wind | power | 27559.357 | results_plan_cluster_2013_2017_weights_1_9.netcdf
9 | netherlands | onshore_wind | power | 16000 | results_plan_cluster_2013_2017_weights_1_9.netcdf
10 | netherlands | solar | power | 40272.5194 | results_plan_cluster_2013_2017_weights_1_9.netcdf
0 | netherlands | battery | power | 3206.2455 | results_plan_cluster_2013_2018_weights_1_9.netcdf
1 | netherlands | demand_power | power | 18448 | results_plan_cluster_2013_2018_weights_1_9.netcdf
2 | netherlands | electrolyser | hydrogen | 7269.2977 | results_plan_cluster_2013_2018_weights_1_9.netcdf
3 | netherlands | electrolyser | power | 11183.5349 | results_plan_cluster_2013_2018_weights_1_9.netcdf
4 | netherlands | h2_elec_conversion | hydrogen | 26251.7317 | results_plan_cluster_2013_2018_weights_1_9.netcdf
5 | netherlands | h2_elec_conversion | power | 14700.9697 | results_plan_cluster_2013_2018_weights_1_9.netcdf
6 | netherlands | h2_salt_cavern | hydrogen | 26251.7317 | results_plan_cluster_2013_2018_weights_1_9.netcdf
7 | netherlands | nuclear | power | 1650 | results_plan_cluster_2013_2018_weights_1_9.netcdf
8 | netherlands | offshore_wind | power | 26254.7152 | results_plan_cluster_2013_2018_weights_1_9.netcdf
9 | netherlands | onshore_wind | power | 16000 | results_plan_cluster_2013_2018_weights_1_9.netcdf
10 | netherlands | solar | power | 40994.8048 | results_plan_cluster_2013_2018_weights_1_9.netcdf
0 | netherlands | battery | power | 3092.9104 | results_plan_cluster_2013_2019_weights_1_9.netcdf
1 | netherlands | demand_power | power | 18448 | results_plan_cluster_2013_2019_weights_1_9.netcdf
2 | netherlands | electrolyser | hydrogen | 7047.7917 | results_plan_cluster_2013_2019_weights_1_9.netcdf
3 | netherlands | electrolyser | power | 10842.7564 | results_plan_cluster_2013_2019_weights_1_9.netcdf
4 | netherlands | h2_elec_conversion | hydrogen | 26694.4543 | results_plan_cluster_2013_2019_weights_1_9.netcdf
5 | netherlands | h2_elec_conversion | power | 14948.8944 | results_plan_cluster_2013_2019_weights_1_9.netcdf
6 | netherlands | h2_salt_cavern | hydrogen | 26694.4543 | results_plan_cluster_2013_2019_weights_1_9.netcdf
7 | netherlands | nuclear | power | 1650 | results_plan_cluster_2013_2019_weights_1_9.netcdf
8 | netherlands | offshore_wind | power | 27840.0763 | results_plan_cluster_2013_2019_weights_1_9.netcdf
9 | netherlands | onshore_wind | power | 16000 | results_plan_cluster_2013_2019_weights_1_9.netcdf
10 | netherlands | solar | power | 37003.7313 | results_plan_cluster_2013_2019_weights_1_9.netcdf
0 | netherlands | battery | power | 2351.2984 | results_plan_cluster_2014_2010_weights_1_9.netcdf
1 | netherlands | demand_power | power | 18950 | results_plan_cluster_2014_2010_weights_1_9.netcdf
2 | netherlands | electrolyser | hydrogen | 8191.7749 | results_plan_cluster_2014_2010_weights_1_9.netcdf
3 | netherlands | electrolyser | power | 12602.7306 | results_plan_cluster_2014_2010_weights_1_9.netcdf
4 | netherlands | h2_elec_conversion | hydrogen | 28208.5714 | results_plan_cluster_2014_2010_weights_1_9.netcdf
5 | netherlands | h2_elec_conversion | power | 15796.8 | results_plan_cluster_2014_2010_weights_1_9.netcdf
6 | netherlands | h2_salt_cavern | hydrogen | 28208.5714 | results_plan_cluster_2014_2010_weights_1_9.netcdf
7 | netherlands | nuclear | power | 1650 | results_plan_cluster_2014_2010_weights_1_9.netcdf
8 | netherlands | offshore_wind | power | 27468.3884 | results_plan_cluster_2014_2010_weights_1_9.netcdf
9 | netherlands | onshore_wind | power | 16000 | results_plan_cluster_2014_2010_weights_1_9.netcdf
10 | netherlands | solar | power | 46135.0927 | results_plan_cluster_2014_2010_weights_1_9.netcdf
0 | netherlands | battery | power | 2351.3366 | results_plan_cluster_2014_2010_weights_9_1.netcdf
1 | netherlands | demand_power | power | 18950 | results_plan_cluster_2014_2010_weights_9_1.netcdf
2 | netherlands | electrolyser | hydrogen | 8221.2878 | results_plan_cluster_2014_2010_weights_9_1.netcdf
3 | netherlands | electrolyser | power | 12648.1351 | results_plan_cluster_2014_2010_weights_9_1.netcdf
4 | netherlands | h2_elec_conversion | hydrogen | 28208.5714 | results_plan_cluster_2014_2010_weights_9_1.netcdf
5 | netherlands | h2_elec_conversion | power | 15796.8 | results_plan_cluster_2014_2010_weights_9_1.netcdf
6 | netherlands | h2_salt_cavern | hydrogen | 28208.5714 | results_plan_cluster_2014_2010_weights_9_1.netcdf
7 | netherlands | nuclear | power | 1650 | results_plan_cluster_2014_2010_weights_9_1.netcdf
8 | netherlands | offshore_wind | power | 27345.0681 | results_plan_cluster_2014_2010_weights_9_1.netcdf
9 | netherlands | onshore_wind | power | 16000 | results_plan_cluster_2014_2010_weights_9_1.netcdf
10 | netherlands | solar | power | 46409.6051 | results_plan_cluster_2014_2010_weights_9_1.netcdf
0 | netherlands | battery | power | 2612.6542 | results_plan_cluster_2014_2011_weights_1_9.netcdf
1 | netherlands | demand_power | power | 18890 | results_plan_cluster_2014_2011_weights_1_9.netcdf
2 | netherlands | electrolyser | hydrogen | 7948.4513 | results_plan_cluster_2014_2011_weights_1_9.netcdf
3 | netherlands | electrolyser | power | 12228.3867 | results_plan_cluster_2014_2011_weights_1_9.netcdf
4 | netherlands | h2_elec_conversion | hydrogen | 27077.9908 | results_plan_cluster_2014_2011_weights_1_9.netcdf
5 | netherlands | h2_elec_conversion | power | 15163.6748 | results_plan_cluster_2014_2011_weights_1_9.netcdf
6 | netherlands | h2_salt_cavern | hydrogen | 27077.9908 | results_plan_cluster_2014_2011_weights_1_9.netcdf
7 | netherlands | nuclear | power | 1650 | results_plan_cluster_2014_2011_weights_1_9.netcdf
8 | netherlands | offshore_wind | power | 25441.7791 | results_plan_cluster_2014_2011_weights_1_9.netcdf
9 | netherlands | onshore_wind | power | 16000 | results_plan_cluster_2014_2011_weights_1_9.netcdf
10 | netherlands | solar | power | 48629.8666 | results_plan_cluster_2014_2011_weights_1_9.netcdf
0 | netherlands | battery | power | 2842.8445 | results_plan_cluster_2014_2012_weights_1_9.netcdf
1 | netherlands | demand_power | power | 18890 | results_plan_cluster_2014_2012_weights_1_9.netcdf
2 | netherlands | electrolyser | hydrogen | 7954.7374 | results_plan_cluster_2014_2012_weights_1_9.netcdf
3 | netherlands | electrolyser | power | 12238.0576 | results_plan_cluster_2014_2012_weights_1_9.netcdf
4 | netherlands | h2_elec_conversion | hydrogen | 27030.1294 | results_plan_cluster_2014_2012_weights_1_9.netcdf
5 | netherlands | h2_elec_conversion | power | 15136.8725 | results_plan_cluster_2014_2012_weights_1_9.netcdf
6 | netherlands | h2_salt_cavern | hydrogen | 27030.1294 | results_plan_cluster_2014_2012_weights_1_9.netcdf
7 | netherlands | nuclear | power | 1650 | results_plan_cluster_2014_2012_weights_1_9.netcdf
8 | netherlands | offshore_wind | power | 27355.6495 | results_plan_cluster_2014_2012_weights_1_9.netcdf
9 | netherlands | onshore_wind | power | 16000 | results_plan_cluster_2014_2012_weights_1_9.netcdf
10 | netherlands | solar | power | 44346.6094 | results_plan_cluster_2014_2012_weights_1_9.netcdf
0 | netherlands | battery | power | 2503.578 | results_plan_cluster_2014_2013_weights_1_9.netcdf
1 | netherlands | demand_power | power | 18890 | results_plan_cluster_2014_2013_weights_1_9.netcdf
2 | netherlands | electrolyser | hydrogen | 7870.1532 | results_plan_cluster_2014_2013_weights_1_9.netcdf
3 | netherlands | electrolyser | power | 12107.928 | results_plan_cluster_2014_2013_weights_1_9.netcdf
4 | netherlands | h2_elec_conversion | hydrogen | 27096.5112 | results_plan_cluster_2014_2013_weights_1_9.netcdf
5 | netherlands | h2_elec_conversion | power | 15174.0463 | results_plan_cluster_2014_2013_weights_1_9.netcdf
6 | netherlands | h2_salt_cavern | hydrogen | 27096.5112 | results_plan_cluster_2014_2013_weights_1_9.netcdf
7 | netherlands | nuclear | power | 1650 | results_plan_cluster_2014_2013_weights_1_9.netcdf
8 | netherlands | offshore_wind | power | 27510.7483 | results_plan_cluster_2014_2013_weights_1_9.netcdf
9 | netherlands | onshore_wind | power | 16000 | results_plan_cluster_2014_2013_weights_1_9.netcdf
10 | netherlands | solar | power | 44566.4151 | results_plan_cluster_2014_2013_weights_1_9.netcdf
0 | netherlands | battery | power | 5057.4016 | results_plan_cluster_2014_2015_weights_1_9.netcdf
1 | netherlands | demand_power | power | 18890 | results_plan_cluster_2014_2015_weights_1_9.netcdf
2 | netherlands | electrolyser | hydrogen | 8353.2779 | results_plan_cluster_2014_2015_weights_1_9.netcdf
3 | netherlands | electrolyser | power | 12851.1968 | results_plan_cluster_2014_2015_weights_1_9.netcdf
4 | netherlands | h2_elec_conversion | hydrogen | 26808.5951 | results_plan_cluster_2014_2015_weights_1_9.netcdf
5 | netherlands | h2_elec_conversion | power | 15012.8133 | results_plan_cluster_2014_2015_weights_1_9.netcdf
6 | netherlands | h2_salt_cavern | hydrogen | 26808.5951 | results_plan_cluster_2014_2015_weights_1_9.netcdf
7 | netherlands | nuclear | power | 1650 | results_plan_cluster_2014_2015_weights_1_9.netcdf
8 | netherlands | offshore_wind | power | 21955.7985 | results_plan_cluster_2014_2015_weights_1_9.netcdf
9 | netherlands | onshore_wind | power | 16000 | results_plan_cluster_2014_2015_weights_1_9.netcdf
10 | netherlands | solar | power | 54124.502 | results_plan_cluster_2014_2015_weights_1_9.netcdf
0 | netherlands | battery | power | 3077.2993 | results_plan_cluster_2014_2016_weights_1_9.netcdf
1 | netherlands | demand_power | power | 18890 | results_plan_cluster_2014_2016_weights_1_9.netcdf
2 | netherlands | electrolyser | hydrogen | 7498.4332 | results_plan_cluster_2014_2016_weights_1_9.netcdf
3 | netherlands | electrolyser | power | 11536.0511 | results_plan_cluster_2014_2016_weights_1_9.netcdf
4 | netherlands | h2_elec_conversion | hydrogen | 26982.9665 | results_plan_cluster_2014_2016_weights_1_9.netcdf
5 | netherlands | h2_elec_conversion | power | 15110.4613 | results_plan_cluster_2014_2016_weights_1_9.netcdf
6 | netherlands | h2_salt_cavern | hydrogen | 26982.9665 | results_plan_cluster_2014_2016_weights_1_9.netcdf
7 | netherlands | nuclear | power | 1650 | results_plan_cluster_2014_2016_weights_1_9.netcdf
8 | netherlands | offshore_wind | power | 26907.0723 | results_plan_cluster_2014_2016_weights_1_9.netcdf
9 | netherlands | onshore_wind | power | 16000 | results_plan_cluster_2014_2016_weights_1_9.netcdf
10 | netherlands | solar | power | 47764.5207 | results_plan_cluster_2014_2016_weights_1_9.netcdf
0 | netherlands | battery | power | 4000.0878 | results_plan_cluster_2014_2017_weights_1_9.netcdf
1 | netherlands | demand_power | power | 18890 | results_plan_cluster_2014_2017_weights_1_9.netcdf
2 | netherlands | electrolyser | hydrogen | 7755.8869 | results_plan_cluster_2014_2017_weights_1_9.netcdf
3 | netherlands | electrolyser | power | 11932.1336 | results_plan_cluster_2014_2017_weights_1_9.netcdf
4 | netherlands | h2_elec_conversion | hydrogen | 26808.9514 | results_plan_cluster_2014_2017_weights_1_9.netcdf
5 | netherlands | h2_elec_conversion | power | 15013.0128 | results_plan_cluster_2014_2017_weights_1_9.netcdf
6 | netherlands | h2_salt_cavern | hydrogen | 26808.9514 | results_plan_cluster_2014_2017_weights_1_9.netcdf
7 | netherlands | nuclear | power | 1650 | results_plan_cluster_2014_2017_weights_1_9.netcdf
8 | netherlands | offshore_wind | power | 26196.5305 | results_plan_cluster_2014_2017_weights_1_9.netcdf
9 | netherlands | onshore_wind | power | 16000 | results_plan_cluster_2014_2017_weights_1_9.netcdf
10 | netherlands | solar | power | 47453.149 | results_plan_cluster_2014_2017_weights_1_9.netcdf
0 | netherlands | battery | power | 4875.5006 | results_plan_cluster_2014_2018_weights_1_9.netcdf
1 | netherlands | demand_power | power | 18890 | results_plan_cluster_2014_2018_weights_1_9.netcdf
2 | netherlands | electrolyser | hydrogen | 8373.5912 | results_plan_cluster_2014_2018_weights_1_9.netcdf
3 | netherlands | electrolyser | power | 12882.448 | results_plan_cluster_2014_2018_weights_1_9.netcdf
4 | netherlands | h2_elec_conversion | hydrogen | 26651.8997 | results_plan_cluster_2014_2018_weights_1_9.netcdf
5 | netherlands | h2_elec_conversion | power | 14925.0639 | results_plan_cluster_2014_2018_weights_1_9.netcdf
6 | netherlands | h2_salt_cavern | hydrogen | 26651.8997 | results_plan_cluster_2014_2018_weights_1_9.netcdf
7 | netherlands | nuclear | power | 1650 | results_plan_cluster_2014_2018_weights_1_9.netcdf
8 | netherlands | offshore_wind | power | 21832.3906 | results_plan_cluster_2014_2018_weights_1_9.netcdf
9 | netherlands | onshore_wind | power | 16000 | results_plan_cluster_2014_2018_weights_1_9.netcdf
10 | netherlands | solar | power | 54435.193 | results_plan_cluster_2014_2018_weights_1_9.netcdf
0 | netherlands | battery | power | 4924.3646 | results_plan_cluster_2014_2019_weights_1_9.netcdf
1 | netherlands | demand_power | power | 18890 | results_plan_cluster_2014_2019_weights_1_9.netcdf
2 | netherlands | electrolyser | hydrogen | 8312.7275 | results_plan_cluster_2014_2019_weights_1_9.netcdf
3 | netherlands | electrolyser | power | 12788.8116 | results_plan_cluster_2014_2019_weights_1_9.netcdf
4 | netherlands | h2_elec_conversion | hydrogen | 26641.6098 | results_plan_cluster_2014_2019_weights_1_9.netcdf
5 | netherlands | h2_elec_conversion | power | 14919.3015 | results_plan_cluster_2014_2019_weights_1_9.netcdf
6 | netherlands | h2_salt_cavern | hydrogen | 26641.6098 | results_plan_cluster_2014_2019_weights_1_9.netcdf
7 | netherlands | nuclear | power | 1650 | results_plan_cluster_2014_2019_weights_1_9.netcdf
8 | netherlands | offshore_wind | power | 22224.387 | results_plan_cluster_2014_2019_weights_1_9.netcdf
9 | netherlands | onshore_wind | power | 16000 | results_plan_cluster_2014_2019_weights_1_9.netcdf
10 | netherlands | solar | power | 53689.4566 | results_plan_cluster_2014_2019_weights_1_9.netcdf
0 | netherlands | battery | power | 2351.4027 | results_plan_cluster_2015_2010_weights_1_9.netcdf
1 | netherlands | demand_power | power | 18950 | results_plan_cluster_2015_2010_weights_1_9.netcdf
2 | netherlands | electrolyser | hydrogen | 7905.8813 | results_plan_cluster_2015_2010_weights_1_9.netcdf
3 | netherlands | electrolyser | power | 12162.8943 | results_plan_cluster_2015_2010_weights_1_9.netcdf
4 | netherlands | h2_elec_conversion | hydrogen | 28208.5714 | results_plan_cluster_2015_2010_weights_1_9.netcdf
5 | netherlands | h2_elec_conversion | power | 15796.8 | results_plan_cluster_2015_2010_weights_1_9.netcdf
6 | netherlands | h2_salt_cavern | hydrogen | 28208.5714 | results_plan_cluster_2015_2010_weights_1_9.netcdf
7 | netherlands | nuclear | power | 1650 | results_plan_cluster_2015_2010_weights_1_9.netcdf
8 | netherlands | offshore_wind | power | 27131.2038 | results_plan_cluster_2015_2010_weights_1_9.netcdf
9 | netherlands | onshore_wind | power | 16000 | results_plan_cluster_2015_2010_weights_1_9.netcdf
10 | netherlands | solar | power | 43553.6357 | results_plan_cluster_2015_2010_weights_1_9.netcdf
0 | netherlands | battery | power | 2336.0318 | results_plan_cluster_2015_2010_weights_9_1.netcdf
1 | netherlands | demand_power | power | 18950 | results_plan_cluster_2015_2010_weights_9_1.netcdf
2 | netherlands | electrolyser | hydrogen | 7898.7148 | results_plan_cluster_2015_2010_weights_9_1.netcdf
3 | netherlands | electrolyser | power | 12151.8689 | results_plan_cluster_2015_2010_weights_9_1.netcdf
4 | netherlands | h2_elec_conversion | hydrogen | 28213.0054 | results_plan_cluster_2015_2010_weights_9_1.netcdf
5 | netherlands | h2_elec_conversion | power | 15799.283 | results_plan_cluster_2015_2010_weights_9_1.netcdf
6 | netherlands | h2_salt_cavern | hydrogen | 28213.0054 | results_plan_cluster_2015_2010_weights_9_1.netcdf
7 | netherlands | nuclear | power | 1650 | results_plan_cluster_2015_2010_weights_9_1.netcdf
8 | netherlands | offshore_wind | power | 27169.5382 | results_plan_cluster_2015_2010_weights_9_1.netcdf
9 | netherlands | onshore_wind | power | 16000 | results_plan_cluster_2015_2010_weights_9_1.netcdf
10 | netherlands | solar | power | 43478.4323 | results_plan_cluster_2015_2010_weights_9_1.netcdf
0 | netherlands | battery | power | 3422.643 | results_plan_cluster_2015_2011_weights_1_9.netcdf
1 | netherlands | demand_power | power | 18548 | results_plan_cluster_2015_2011_weights_1_9.netcdf
2 | netherlands | electrolyser | hydrogen | 7924.7333 | results_plan_cluster_2015_2011_weights_1_9.netcdf
3 | netherlands | electrolyser | power | 12191.8974 | results_plan_cluster_2015_2011_weights_1_9.netcdf
4 | netherlands | h2_elec_conversion | hydrogen | 27123.1277 | results_plan_cluster_2015_2011_weights_1_9.netcdf
5 | netherlands | h2_elec_conversion | power | 15188.9515 | results_plan_cluster_2015_2011_weights_1_9.netcdf
6 | netherlands | h2_salt_cavern | hydrogen | 27123.1277 | results_plan_cluster_2015_2011_weights_1_9.netcdf
7 | netherlands | nuclear | power | 1650 | results_plan_cluster_2015_2011_weights_1_9.netcdf
8 | netherlands | offshore_wind | power | 22060.6433 | results_plan_cluster_2015_2011_weights_1_9.netcdf
9 | netherlands | onshore_wind | power | 16000 | results_plan_cluster_2015_2011_weights_1_9.netcdf
10 | netherlands | solar | power | 46983.1045 | results_plan_cluster_2015_2011_weights_1_9.netcdf
0 | netherlands | battery | power | 3430.7382 | results_plan_cluster_2015_2012_weights_1_9.netcdf
1 | netherlands | demand_power | power | 18797 | results_plan_cluster_2015_2012_weights_1_9.netcdf
2 | netherlands | electrolyser | hydrogen | 7362.8305 | results_plan_cluster_2015_2012_weights_1_9.netcdf
3 | netherlands | electrolyser | power | 11327.4316 | results_plan_cluster_2015_2012_weights_1_9.netcdf
4 | netherlands | h2_elec_conversion | hydrogen | 27118.973 | results_plan_cluster_2015_2012_weights_1_9.netcdf
5 | netherlands | h2_elec_conversion | power | 15186.6249 | results_plan_cluster_2015_2012_weights_1_9.netcdf
6 | netherlands | h2_salt_cavern | hydrogen | 27118.973 | results_plan_cluster_2015_2012_weights_1_9.netcdf
7 | netherlands | nuclear | power | 1650 | results_plan_cluster_2015_2012_weights_1_9.netcdf
8 | netherlands | offshore_wind | power | 24968.9042 | results_plan_cluster_2015_2012_weights_1_9.netcdf
9 | netherlands | onshore_wind | power | 16000 | results_plan_cluster_2015_2012_weights_1_9.netcdf
10 | netherlands | solar | power | 43498.5309 | results_plan_cluster_2015_2012_weights_1_9.netcdf
0 | netherlands | battery | power | 1975.7412 | results_plan_cluster_2015_2013_weights_1_9.netcdf
1 | netherlands | demand_power | power | 18448 | results_plan_cluster_2015_2013_weights_1_9.netcdf
2 | netherlands | electrolyser | hydrogen | 7705.9128 | results_plan_cluster_2015_2013_weights_1_9.netcdf
3 | netherlands | electrolyser | power | 11855.2504 | results_plan_cluster_2015_2013_weights_1_9.netcdf
4 | netherlands | h2_elec_conversion | hydrogen | 27539.634 | results_plan_cluster_2015_2013_weights_1_9.netcdf
5 | netherlands | h2_elec_conversion | power | 15422.195 | results_plan_cluster_2015_2013_weights_1_9.netcdf
6 | netherlands | h2_salt_cavern | hydrogen | 27539.634 | results_plan_cluster_2015_2013_weights_1_9.netcdf
7 | netherlands | nuclear | power | 1650 | results_plan_cluster_2015_2013_weights_1_9.netcdf
8 | netherlands | offshore_wind | power | 23981.3899 | results_plan_cluster_2015_2013_weights_1_9.netcdf
9 | netherlands | onshore_wind | power | 16000 | results_plan_cluster_2015_2013_weights_1_9.netcdf
10 | netherlands | solar | power | 43890.1254 | results_plan_cluster_2015_2013_weights_1_9.netcdf
0 | netherlands | battery | power | 5057.4395 | results_plan_cluster_2015_2014_weights_1_9.netcdf
1 | netherlands | demand_power | power | 18890 | results_plan_cluster_2015_2014_weights_1_9.netcdf
2 | netherlands | electrolyser | hydrogen | 8369.867 | results_plan_cluster_2015_2014_weights_1_9.netcdf
3 | netherlands | electrolyser | power | 12876.7184 | results_plan_cluster_2015_2014_weights_1_9.netcdf
4 | netherlands | h2_elec_conversion | hydrogen | 26808.6061 | results_plan_cluster_2015_2014_weights_1_9.netcdf
5 | netherlands | h2_elec_conversion | power | 15012.8194 | results_plan_cluster_2015_2014_weights_1_9.netcdf
6 | netherlands | h2_salt_cavern | hydrogen | 26808.6061 | results_plan_cluster_2015_2014_weights_1_9.netcdf
7 | netherlands | nuclear | power | 1650 | results_plan_cluster_2015_2014_weights_1_9.netcdf
8 | netherlands | offshore_wind | power | 21935.3689 | results_plan_cluster_2015_2014_weights_1_9.netcdf
9 | netherlands | onshore_wind | power | 16000 | results_plan_cluster_2015_2014_weights_1_9.netcdf
10 | netherlands | solar | power | 54070.5029 | results_plan_cluster_2015_2014_weights_1_9.netcdf
0 | netherlands | battery | power | 3435.7674 | results_plan_cluster_2015_2016_weights_1_9.netcdf
1 | netherlands | demand_power | power | 18192 | results_plan_cluster_2015_2016_weights_1_9.netcdf
2 | netherlands | electrolyser | hydrogen | 7363.4554 | results_plan_cluster_2015_2016_weights_1_9.netcdf
3 | netherlands | electrolyser | power | 11328.3929 | results_plan_cluster_2015_2016_weights_1_9.netcdf
4 | netherlands | h2_elec_conversion | hydrogen | 27116.3919 | results_plan_cluster_2015_2016_weights_1_9.netcdf
5 | netherlands | h2_elec_conversion | power | 15185.1795 | results_plan_cluster_2015_2016_weights_1_9.netcdf
6 | netherlands | h2_salt_cavern | hydrogen | 27116.3919 | results_plan_cluster_2015_2016_weights_1_9.netcdf
7 | netherlands | nuclear | power | 1650 | results_plan_cluster_2015_2016_weights_1_9.netcdf
8 | netherlands | offshore_wind | power | 26775.6796 | results_plan_cluster_2015_2016_weights_1_9.netcdf
9 | netherlands | onshore_wind | power | 16000 | results_plan_cluster_2015_2016_weights_1_9.netcdf
10 | netherlands | solar | power | 47406.7812 | results_plan_cluster_2015_2016_weights_1_9.netcdf
0 | netherlands | battery | power | 3429.5931 | results_plan_cluster_2015_2017_weights_1_9.netcdf
1 | netherlands | demand_power | power | 18439 | results_plan_cluster_2015_2017_weights_1_9.netcdf
2 | netherlands | electrolyser | hydrogen | 7991.3839 | results_plan_cluster_2015_2017_weights_1_9.netcdf
3 | netherlands | electrolyser | power | 12294.4367 | results_plan_cluster_2015_2017_weights_1_9.netcdf
4 | netherlands | h2_elec_conversion | hydrogen | 27119.5607 | results_plan_cluster_2015_2017_weights_1_9.netcdf
5 | netherlands | h2_elec_conversion | power | 15186.954 | results_plan_cluster_2015_2017_weights_1_9.netcdf
6 | netherlands | h2_salt_cavern | hydrogen | 27119.5607 | results_plan_cluster_2015_2017_weights_1_9.netcdf
7 | netherlands | nuclear | power | 1650 | results_plan_cluster_2015_2017_weights_1_9.netcdf
8 | netherlands | offshore_wind | power | 24557.5049 | results_plan_cluster_2015_2017_weights_1_9.netcdf
9 | netherlands | onshore_wind | power | 16000 | results_plan_cluster_2015_2017_weights_1_9.netcdf
10 | netherlands | solar | power | 44744.8764 | results_plan_cluster_2015_2017_weights_1_9.netcdf
0 | netherlands | battery | power | 3429.7063 | results_plan_cluster_2015_2018_weights_1_9.netcdf
1 | netherlands | demand_power | power | 18063 | results_plan_cluster_2015_2018_weights_1_9.netcdf
2 | netherlands | electrolyser | hydrogen | 7508.102 | results_plan_cluster_2015_2018_weights_1_9.netcdf
3 | netherlands | electrolyser | power | 11550.9262 | results_plan_cluster_2015_2018_weights_1_9.netcdf
4 | netherlands | h2_elec_conversion | hydrogen | 27119.5026 | results_plan_cluster_2015_2018_weights_1_9.netcdf
5 | netherlands | h2_elec_conversion | power | 15186.9214 | results_plan_cluster_2015_2018_weights_1_9.netcdf
6 | netherlands | h2_salt_cavern | hydrogen | 27119.5026 | results_plan_cluster_2015_2018_weights_1_9.netcdf
7 | netherlands | nuclear | power | 1650 | results_plan_cluster_2015_2018_weights_1_9.netcdf
8 | netherlands | offshore_wind | power | 24598.1909 | results_plan_cluster_2015_2018_weights_1_9.netcdf
9 | netherlands | onshore_wind | power | 16000 | results_plan_cluster_2015_2018_weights_1_9.netcdf
10 | netherlands | solar | power | 41327.9927 | results_plan_cluster_2015_2018_weights_1_9.netcdf
0 | netherlands | battery | power | 1469.5741 | results_plan_cluster_2015_2019_weights_1_9.netcdf
1 | netherlands | demand_power | power | 18020 | results_plan_cluster_2015_2019_weights_1_9.netcdf
2 | netherlands | electrolyser | hydrogen | 7110.0638 | results_plan_cluster_2015_2019_weights_1_9.netcdf
3 | netherlands | electrolyser | power | 10938.5598 | results_plan_cluster_2015_2019_weights_1_9.netcdf
4 | netherlands | h2_elec_conversion | hydrogen | 27684.0027 | results_plan_cluster_2015_2019_weights_1_9.netcdf
5 | netherlands | h2_elec_conversion | power | 15503.0415 | results_plan_cluster_2015_2019_weights_1_9.netcdf
6 | netherlands | h2_salt_cavern | hydrogen | 27684.0027 | results_plan_cluster_2015_2019_weights_1_9.netcdf
7 | netherlands | nuclear | power | 1650 | results_plan_cluster_2015_2019_weights_1_9.netcdf
8 | netherlands | offshore_wind | power | 26792.3501 | results_plan_cluster_2015_2019_weights_1_9.netcdf
9 | netherlands | onshore_wind | power | 16000 | results_plan_cluster_2015_2019_weights_1_9.netcdf
10 | netherlands | solar | power | 35530.3178 | results_plan_cluster_2015_2019_weights_1_9.netcdf
0 | netherlands | battery | power | 2350.1908 | results_plan_cluster_2016_2010_weights_1_9.netcdf
1 | netherlands | demand_power | power | 18950 | results_plan_cluster_2016_2010_weights_1_9.netcdf
2 | netherlands | electrolyser | hydrogen | 7512.2209 | results_plan_cluster_2016_2010_weights_1_9.netcdf
3 | netherlands | electrolyser | power | 11557.2629 | results_plan_cluster_2016_2010_weights_1_9.netcdf
4 | netherlands | h2_elec_conversion | hydrogen | 28208.5714 | results_plan_cluster_2016_2010_weights_1_9.netcdf
5 | netherlands | h2_elec_conversion | power | 15796.8 | results_plan_cluster_2016_2010_weights_1_9.netcdf
6 | netherlands | h2_salt_cavern | hydrogen | 28208.5714 | results_plan_cluster_2016_2010_weights_1_9.netcdf
7 | netherlands | nuclear | power | 1650 | results_plan_cluster_2016_2010_weights_1_9.netcdf
8 | netherlands | offshore_wind | power | 31049.6364 | results_plan_cluster_2016_2010_weights_1_9.netcdf
9 | netherlands | onshore_wind | power | 16000 | results_plan_cluster_2016_2010_weights_1_9.netcdf
10 | netherlands | solar | power | 44905.8285 | results_plan_cluster_2016_2010_weights_1_9.netcdf
0 | netherlands | battery | power | 2350.1792 | results_plan_cluster_2016_2010_weights_9_1.netcdf
1 | netherlands | demand_power | power | 18950 | results_plan_cluster_2016_2010_weights_9_1.netcdf
2 | netherlands | electrolyser | hydrogen | 7507.2341 | results_plan_cluster_2016_2010_weights_9_1.netcdf
3 | netherlands | electrolyser | power | 11549.5909 | results_plan_cluster_2016_2010_weights_9_1.netcdf
4 | netherlands | h2_elec_conversion | hydrogen | 28208.5714 | results_plan_cluster_2016_2010_weights_9_1.netcdf
5 | netherlands | h2_elec_conversion | power | 15796.8 | results_plan_cluster_2016_2010_weights_9_1.netcdf
6 | netherlands | h2_salt_cavern | hydrogen | 28208.5714 | results_plan_cluster_2016_2010_weights_9_1.netcdf
7 | netherlands | nuclear | power | 1650 | results_plan_cluster_2016_2010_weights_9_1.netcdf
8 | netherlands | offshore_wind | power | 31087.2745 | results_plan_cluster_2016_2010_weights_9_1.netcdf
9 | netherlands | onshore_wind | power | 16000 | results_plan_cluster_2016_2010_weights_9_1.netcdf
10 | netherlands | solar | power | 44789.0011 | results_plan_cluster_2016_2010_weights_9_1.netcdf
0 | netherlands | battery | power | 3575.256 | results_plan_cluster_2016_2011_weights_1_9.netcdf
1 | netherlands | demand_power | power | 18548 | results_plan_cluster_2016_2011_weights_1_9.netcdf
2 | netherlands | electrolyser | hydrogen | 7116.58 | results_plan_cluster_2016_2011_weights_1_9.netcdf
3 | netherlands | electrolyser | power | 10948.5845 | results_plan_cluster_2016_2011_weights_1_9.netcdf
4 | netherlands | h2_elec_conversion | hydrogen | 26830.3443 | results_plan_cluster_2016_2011_weights_1_9.netcdf
5 | netherlands | h2_elec_conversion | power | 15024.9928 | results_plan_cluster_2016_2011_weights_1_9.netcdf
6 | netherlands | h2_salt_cavern | hydrogen | 26830.3443 | results_plan_cluster_2016_2011_weights_1_9.netcdf
7 | netherlands | nuclear | power | 1650 | results_plan_cluster_2016_2011_weights_1_9.netcdf
8 | netherlands | offshore_wind | power | 29827.9311 | results_plan_cluster_2016_2011_weights_1_9.netcdf
9 | netherlands | onshore_wind | power | 16000 | results_plan_cluster_2016_2011_weights_1_9.netcdf
10 | netherlands | solar | power | 42776.4695 | results_plan_cluster_2016_2011_weights_1_9.netcdf
0 | netherlands | battery | power | 3008.0022 | results_plan_cluster_2016_2012_weights_1_9.netcdf
1 | netherlands | demand_power | power | 18797 | results_plan_cluster_2016_2012_weights_1_9.netcdf
2 | netherlands | electrolyser | hydrogen | 8367.892 | results_plan_cluster_2016_2012_weights_1_9.netcdf
3 | netherlands | electrolyser | power | 12873.6801 | results_plan_cluster_2016_2012_weights_1_9.netcdf
4 | netherlands | h2_elec_conversion | hydrogen | 26991.4956 | results_plan_cluster_2016_2012_weights_1_9.netcdf
5 | netherlands | h2_elec_conversion | power | 15115.2375 | results_plan_cluster_2016_2012_weights_1_9.netcdf
6 | netherlands | h2_salt_cavern | hydrogen | 26991.4956 | results_plan_cluster_2016_2012_weights_1_9.netcdf
7 | netherlands | nuclear | power | 1650 | results_plan_cluster_2016_2012_weights_1_9.netcdf
8 | netherlands | offshore_wind | power | 30687.5175 | results_plan_cluster_2016_2012_weights_1_9.netcdf
9 | netherlands | onshore_wind | power | 16000 | results_plan_cluster_2016_2012_weights_1_9.netcdf
10 | netherlands | solar | power | 47026.9433 | results_plan_cluster_2016_2012_weights_1_9.netcdf
0 | netherlands | battery | power | 3745.5935 | results_plan_cluster_2016_2013_weights_1_9.netcdf
1 | netherlands | demand_power | power | 18448 | results_plan_cluster_2016_2013_weights_1_9.netcdf
2 | netherlands | electrolyser | hydrogen | 7025.8599 | results_plan_cluster_2016_2013_weights_1_9.netcdf
3 | netherlands | electrolyser | power | 10809.0153 | results_plan_cluster_2016_2013_weights_1_9.netcdf
4 | netherlands | h2_elec_conversion | hydrogen | 26786.9112 | results_plan_cluster_2016_2013_weights_1_9.netcdf
5 | netherlands | h2_elec_conversion | power | 15000.6703 | results_plan_cluster_2016_2013_weights_1_9.netcdf
6 | netherlands | h2_salt_cavern | hydrogen | 26786.9112 | results_plan_cluster_2016_2013_weights_1_9.netcdf
7 | netherlands | nuclear | power | 1650 | results_plan_cluster_2016_2013_weights_1_9.netcdf
8 | netherlands | offshore_wind | power | 27936.5237 | results_plan_cluster_2016_2013_weights_1_9.netcdf
9 | netherlands | onshore_wind | power | 16000 | results_plan_cluster_2016_2013_weights_1_9.netcdf
10 | netherlands | solar | power | 46924.7928 | results_plan_cluster_2016_2013_weights_1_9.netcdf
0 | netherlands | battery | power | 3077.7457 | results_plan_cluster_2016_2014_weights_1_9.netcdf
1 | netherlands | demand_power | power | 18890 | results_plan_cluster_2016_2014_weights_1_9.netcdf
2 | netherlands | electrolyser | hydrogen | 7480.8207 | results_plan_cluster_2016_2014_weights_1_9.netcdf
3 | netherlands | electrolyser | power | 11508.955 | results_plan_cluster_2016_2014_weights_1_9.netcdf
4 | netherlands | h2_elec_conversion | hydrogen | 26982.713 | results_plan_cluster_2016_2014_weights_1_9.netcdf
5 | netherlands | h2_elec_conversion | power | 15110.3193 | results_plan_cluster_2016_2014_weights_1_9.netcdf
6 | netherlands | h2_salt_cavern | hydrogen | 26982.713 | results_plan_cluster_2016_2014_weights_1_9.netcdf
7 | netherlands | nuclear | power | 1650 | results_plan_cluster_2016_2014_weights_1_9.netcdf
8 | netherlands | offshore_wind | power | 26948.1429 | results_plan_cluster_2016_2014_weights_1_9.netcdf
9 | netherlands | onshore_wind | power | 16000 | results_plan_cluster_2016_2014_weights_1_9.netcdf
10 | netherlands | solar | power | 47749.266 | results_plan_cluster_2016_2014_weights_1_9.netcdf
0 | netherlands | battery | power | 3437.175 | results_plan_cluster_2016_2015_weights_1_9.netcdf
1 | netherlands | demand_power | power | 18192 | results_plan_cluster_2016_2015_weights_1_9.netcdf
2 | netherlands | electrolyser | hydrogen | 7362.5865 | results_plan_cluster_2016_2015_weights_1_9.netcdf
3 | netherlands | electrolyser | power | 11327.0562 | results_plan_cluster_2016_2015_weights_1_9.netcdf
4 | netherlands | h2_elec_conversion | hydrogen | 27115.6694 | results_plan_cluster_2016_2015_weights_1_9.netcdf
5 | netherlands | h2_elec_conversion | power | 15184.7749 | results_plan_cluster_2016_2015_weights_1_9.netcdf
6 | netherlands | h2_salt_cavern | hydrogen | 27115.6694 | results_plan_cluster_2016_2015_weights_1_9.netcdf
7 | netherlands | nuclear | power | 1650 | results_plan_cluster_2016_2015_weights_1_9.netcdf
8 | netherlands | offshore_wind | power | 27281.3853 | results_plan_cluster_2016_2015_weights_1_9.netcdf
9 | netherlands | onshore_wind | power | 16000 | results_plan_cluster_2016_2015_weights_1_9.netcdf
10 | netherlands | solar | power | 46355.5229 | results_plan_cluster_2016_2015_weights_1_9.netcdf
0 | netherlands | battery | power | 4704.6166 | results_plan_cluster_2016_2017_weights_1_1.netcdf
1 | netherlands | demand_power | power | 18439 | results_plan_cluster_2016_2017_weights_1_1.netcdf
2 | netherlands | electrolyser | hydrogen | 7149.55 | results_plan_cluster_2016_2017_weights_1_1.netcdf
3 | netherlands | electrolyser | power | 10999.3077 | results_plan_cluster_2016_2017_weights_1_1.netcdf
4 | netherlands | h2_elec_conversion | hydrogen | 26600.9893 | results_plan_cluster_2016_2017_weights_1_1.netcdf
5 | netherlands | h2_elec_conversion | power | 14896.554 | results_plan_cluster_2016_2017_weights_1_1.netcdf
6 | netherlands | h2_salt_cavern | hydrogen | 26600.9893 | results_plan_cluster_2016_2017_weights_1_1.netcdf
7 | netherlands | nuclear | power | 1650 | results_plan_cluster_2016_2017_weights_1_1.netcdf
8 | netherlands | offshore_wind | power | 28634.5735 | results_plan_cluster_2016_2017_weights_1_1.netcdf
9 | netherlands | onshore_wind | power | 16000 | results_plan_cluster_2016_2017_weights_1_1.netcdf
10 | netherlands | solar | power | 46871.7781 | results_plan_cluster_2016_2017_weights_1_1.netcdf
0 | netherlands | battery | power | 4704.8758 | results_plan_cluster_2016_2017_weights_1_3.netcdf
1 | netherlands | demand_power | power | 18439 | results_plan_cluster_2016_2017_weights_1_3.netcdf
2 | netherlands | electrolyser | hydrogen | 7151.1343 | results_plan_cluster_2016_2017_weights_1_3.netcdf
3 | netherlands | electrolyser | power | 11001.745 | results_plan_cluster_2016_2017_weights_1_3.netcdf
4 | netherlands | h2_elec_conversion | hydrogen | 26600.9241 | results_plan_cluster_2016_2017_weights_1_3.netcdf
5 | netherlands | h2_elec_conversion | power | 14896.5175 | results_plan_cluster_2016_2017_weights_1_3.netcdf
6 | netherlands | h2_salt_cavern | hydrogen | 26600.9241 | results_plan_cluster_2016_2017_weights_1_3.netcdf
7 | netherlands | nuclear | power | 1650 | results_plan_cluster_2016_2017_weights_1_3.netcdf
8 | netherlands | offshore_wind | power | 28629.4706 | results_plan_cluster_2016_2017_weights_1_3.netcdf
9 | netherlands | onshore_wind | power | 16000 | results_plan_cluster_2016_2017_weights_1_3.netcdf
10 | netherlands | solar | power | 46879.2289 | results_plan_cluster_2016_2017_weights_1_3.netcdf
0 | netherlands | battery | power | 4704.8749 | results_plan_cluster_2016_2017_weights_1_5.netcdf
1 | netherlands | demand_power | power | 18439 | results_plan_cluster_2016_2017_weights_1_5.netcdf
2 | netherlands | electrolyser | hydrogen | 7150.9579 | results_plan_cluster_2016_2017_weights_1_5.netcdf
3 | netherlands | electrolyser | power | 11001.4737 | results_plan_cluster_2016_2017_weights_1_5.netcdf
4 | netherlands | h2_elec_conversion | hydrogen | 26600.9209 | results_plan_cluster_2016_2017_weights_1_5.netcdf
5 | netherlands | h2_elec_conversion | power | 14896.5157 | results_plan_cluster_2016_2017_weights_1_5.netcdf
6 | netherlands | h2_salt_cavern | hydrogen | 26600.9209 | results_plan_cluster_2016_2017_weights_1_5.netcdf
7 | netherlands | nuclear | power | 1650 | results_plan_cluster_2016_2017_weights_1_5.netcdf
8 | netherlands | offshore_wind | power | 28631.2762 | results_plan_cluster_2016_2017_weights_1_5.netcdf
9 | netherlands | onshore_wind | power | 16000 | results_plan_cluster_2016_2017_weights_1_5.netcdf
10 | netherlands | solar | power | 46879.0413 | results_plan_cluster_2016_2017_weights_1_5.netcdf
0 | netherlands | battery | power | 4704.6678 | results_plan_cluster_2016_2017_weights_1_7.netcdf
1 | netherlands | demand_power | power | 18439 | results_plan_cluster_2016_2017_weights_1_7.netcdf
2 | netherlands | electrolyser | hydrogen | 7150.0867 | results_plan_cluster_2016_2017_weights_1_7.netcdf
3 | netherlands | electrolyser | power | 11000.1334 | results_plan_cluster_2016_2017_weights_1_7.netcdf
4 | netherlands | h2_elec_conversion | hydrogen | 26600.9715 | results_plan_cluster_2016_2017_weights_1_7.netcdf
5 | netherlands | h2_elec_conversion | power | 14896.544 | results_plan_cluster_2016_2017_weights_1_7.netcdf
6 | netherlands | h2_salt_cavern | hydrogen | 26600.9715 | results_plan_cluster_2016_2017_weights_1_7.netcdf
7 | netherlands | nuclear | power | 1650 | results_plan_cluster_2016_2017_weights_1_7.netcdf
8 | netherlands | offshore_wind | power | 28636.2133 | results_plan_cluster_2016_2017_weights_1_7.netcdf
9 | netherlands | onshore_wind | power | 16000 | results_plan_cluster_2016_2017_weights_1_7.netcdf
10 | netherlands | solar | power | 46873.0078 | results_plan_cluster_2016_2017_weights_1_7.netcdf
0 | netherlands | battery | power | 4704.6696 | results_plan_cluster_2016_2017_weights_1_9.netcdf
1 | netherlands | demand_power | power | 18439 | results_plan_cluster_2016_2017_weights_1_9.netcdf
2 | netherlands | electrolyser | hydrogen | 7150.1049 | results_plan_cluster_2016_2017_weights_1_9.netcdf
3 | netherlands | electrolyser | power | 11000.1614 | results_plan_cluster_2016_2017_weights_1_9.netcdf
4 | netherlands | h2_elec_conversion | hydrogen | 26600.9708 | results_plan_cluster_2016_2017_weights_1_9.netcdf
5 | netherlands | h2_elec_conversion | power | 14896.5437 | results_plan_cluster_2016_2017_weights_1_9.netcdf
6 | netherlands | h2_salt_cavern | hydrogen | 26600.9708 | results_plan_cluster_2016_2017_weights_1_9.netcdf
7 | netherlands | nuclear | power | 1650 | results_plan_cluster_2016_2017_weights_1_9.netcdf
8 | netherlands | offshore_wind | power | 28636.2689 | results_plan_cluster_2016_2017_weights_1_9.netcdf
9 | netherlands | onshore_wind | power | 16000 | results_plan_cluster_2016_2017_weights_1_9.netcdf
10 | netherlands | solar | power | 46873.0495 | results_plan_cluster_2016_2017_weights_1_9.netcdf
0 | netherlands | battery | power | 4705.0811 | results_plan_cluster_2016_2017_weights_3_1.netcdf
1 | netherlands | demand_power | power | 18439 | results_plan_cluster_2016_2017_weights_3_1.netcdf
2 | netherlands | electrolyser | hydrogen | 7152.5154 | results_plan_cluster_2016_2017_weights_3_1.netcdf
3 | netherlands | electrolyser | power | 11003.8698 | results_plan_cluster_2016_2017_weights_3_1.netcdf
4 | netherlands | h2_elec_conversion | hydrogen | 26600.8591 | results_plan_cluster_2016_2017_weights_3_1.netcdf
5 | netherlands | h2_elec_conversion | power | 14896.4811 | results_plan_cluster_2016_2017_weights_3_1.netcdf
6 | netherlands | h2_salt_cavern | hydrogen | 26600.8591 | results_plan_cluster_2016_2017_weights_3_1.netcdf
7 | netherlands | nuclear | power | 1650 | results_plan_cluster_2016_2017_weights_3_1.netcdf
8 | netherlands | offshore_wind | power | 28632.5087 | results_plan_cluster_2016_2017_weights_3_1.netcdf
9 | netherlands | onshore_wind | power | 16000 | results_plan_cluster_2016_2017_weights_3_1.netcdf
10 | netherlands | solar | power | 46884.4834 | results_plan_cluster_2016_2017_weights_3_1.netcdf
0 | netherlands | battery | power | 4705.1158 | results_plan_cluster_2016_2017_weights_5_1.netcdf
1 | netherlands | demand_power | power | 18439 | results_plan_cluster_2016_2017_weights_5_1.netcdf
2 | netherlands | electrolyser | hydrogen | 7152.8328 | results_plan_cluster_2016_2017_weights_5_1.netcdf
3 | netherlands | electrolyser | power | 11004.3581 | results_plan_cluster_2016_2017_weights_5_1.netcdf
4 | netherlands | h2_elec_conversion | hydrogen | 26600.8478 | results_plan_cluster_2016_2017_weights_5_1.netcdf
5 | netherlands | h2_elec_conversion | power | 14896.4747 | results_plan_cluster_2016_2017_weights_5_1.netcdf
6 | netherlands | h2_salt_cavern | hydrogen | 26600.8478 | results_plan_cluster_2016_2017_weights_5_1.netcdf
7 | netherlands | nuclear | power | 1650 | results_plan_cluster_2016_2017_weights_5_1.netcdf
8 | netherlands | offshore_wind | power | 28633.2113 | results_plan_cluster_2016_2017_weights_5_1.netcdf
9 | netherlands | onshore_wind | power | 16000 | results_plan_cluster_2016_2017_weights_5_1.netcdf
10 | netherlands | solar | power | 46885.3526 | results_plan_cluster_2016_2017_weights_5_1.netcdf
0 | netherlands | battery | power | 4705.161 | results_plan_cluster_2016_2017_weights_7_1.netcdf
1 | netherlands | demand_power | power | 18439 | results_plan_cluster_2016_2017_weights_7_1.netcdf
2 | netherlands | electrolyser | hydrogen | 7153.1044 | results_plan_cluster_2016_2017_weights_7_1.netcdf
3 | netherlands | electrolyser | power | 11004.7759 | results_plan_cluster_2016_2017_weights_7_1.netcdf
4 | netherlands | h2_elec_conversion | hydrogen | 26600.8354 | results_plan_cluster_2016_2017_weights_7_1.netcdf
5 | netherlands | h2_elec_conversion | power | 14896.4678 | results_plan_cluster_2016_2017_weights_7_1.netcdf
6 | netherlands | h2_salt_cavern | hydrogen | 26600.8354 | results_plan_cluster_2016_2017_weights_7_1.netcdf
7 | netherlands | nuclear | power | 1650 | results_plan_cluster_2016_2017_weights_7_1.netcdf
8 | netherlands | offshore_wind | power | 28632.8574 | results_plan_cluster_2016_2017_weights_7_1.netcdf
9 | netherlands | onshore_wind | power | 16000 | results_plan_cluster_2016_2017_weights_7_1.netcdf
10 | netherlands | solar | power | 46886.6038 | results_plan_cluster_2016_2017_weights_7_1.netcdf
0 | netherlands | battery | power | 4705.4367 | results_plan_cluster_2016_2017_weights_9_1.netcdf
1 | netherlands | demand_power | power | 18439 | results_plan_cluster_2016_2017_weights_9_1.netcdf
2 | netherlands | electrolyser | hydrogen | 7154.4554 | results_plan_cluster_2016_2017_weights_9_1.netcdf
3 | netherlands | electrolyser | power | 11006.8545 | results_plan_cluster_2016_2017_weights_9_1.netcdf
4 | netherlands | h2_elec_conversion | hydrogen | 26600.7649 | results_plan_cluster_2016_2017_weights_9_1.netcdf
5 | netherlands | h2_elec_conversion | power | 14896.4283 | results_plan_cluster_2016_2017_weights_9_1.netcdf
6 | netherlands | h2_salt_cavern | hydrogen | 26600.7649 | results_plan_cluster_2016_2017_weights_9_1.netcdf
7 | netherlands | nuclear | power | 1650 | results_plan_cluster_2016_2017_weights_9_1.netcdf
8 | netherlands | offshore_wind | power | 28627.9887 | results_plan_cluster_2016_2017_weights_9_1.netcdf
9 | netherlands | onshore_wind | power | 16000 | results_plan_cluster_2016_2017_weights_9_1.netcdf
10 | netherlands | solar | power | 46894.4795 | results_plan_cluster_2016_2017_weights_9_1.netcdf
0 | netherlands | battery | power | 3841.6893 | results_plan_cluster_2016_2018_weights_1_9.netcdf
1 | netherlands | demand_power | power | 18192 | results_plan_cluster_2016_2018_weights_1_9.netcdf
2 | netherlands | electrolyser | hydrogen | 7432.0283 | results_plan_cluster_2016_2018_weights_1_9.netcdf
3 | netherlands | electrolyser | power | 11433.8896 | results_plan_cluster_2016_2018_weights_1_9.netcdf
4 | netherlands | h2_elec_conversion | hydrogen | 26765.7057 | results_plan_cluster_2016_2018_weights_1_9.netcdf
5 | netherlands | h2_elec_conversion | power | 14988.7952 | results_plan_cluster_2016_2018_weights_1_9.netcdf
6 | netherlands | h2_salt_cavern | hydrogen | 26765.7057 | results_plan_cluster_2016_2018_weights_1_9.netcdf
7 | netherlands | nuclear | power | 1650 | results_plan_cluster_2016_2018_weights_1_9.netcdf
8 | netherlands | offshore_wind | power | 25783.355 | results_plan_cluster_2016_2018_weights_1_9.netcdf
9 | netherlands | onshore_wind | power | 16000 | results_plan_cluster_2016_2018_weights_1_9.netcdf
10 | netherlands | solar | power | 49011.6339 | results_plan_cluster_2016_2018_weights_1_9.netcdf
0 | netherlands | battery | power | 3656.8804 | results_plan_cluster_2016_2019_weights_1_9.netcdf
1 | netherlands | demand_power | power | 18192 | results_plan_cluster_2016_2019_weights_1_9.netcdf
2 | netherlands | electrolyser | hydrogen | 7418.2729 | results_plan_cluster_2016_2019_weights_1_9.netcdf
3 | netherlands | electrolyser | power | 11412.7275 | results_plan_cluster_2016_2019_weights_1_9.netcdf
4 | netherlands | h2_elec_conversion | hydrogen | 26812.3622 | results_plan_cluster_2016_2019_weights_1_9.netcdf
5 | netherlands | h2_elec_conversion | power | 15014.9229 | results_plan_cluster_2016_2019_weights_1_9.netcdf
6 | netherlands | h2_salt_cavern | hydrogen | 26812.3622 | results_plan_cluster_2016_2019_weights_1_9.netcdf
7 | netherlands | nuclear | power | 1650 | results_plan_cluster_2016_2019_weights_1_9.netcdf
8 | netherlands | offshore_wind | power | 27989.1035 | results_plan_cluster_2016_2019_weights_1_9.netcdf
9 | netherlands | onshore_wind | power | 16000 | results_plan_cluster_2016_2019_weights_1_9.netcdf
10 | netherlands | solar | power | 44546.736 | results_plan_cluster_2016_2019_weights_1_9.netcdf
0 | netherlands | battery | power | 2350.9169 | results_plan_cluster_2017_2010_weights_1_9.netcdf
1 | netherlands | demand_power | power | 18950 | results_plan_cluster_2017_2010_weights_1_9.netcdf
2 | netherlands | electrolyser | hydrogen | 8063.0672 | results_plan_cluster_2017_2010_weights_1_9.netcdf
3 | netherlands | electrolyser | power | 12404.7188 | results_plan_cluster_2017_2010_weights_1_9.netcdf
4 | netherlands | h2_elec_conversion | hydrogen | 28208.5714 | results_plan_cluster_2017_2010_weights_1_9.netcdf
5 | netherlands | h2_elec_conversion | power | 15796.8 | results_plan_cluster_2017_2010_weights_1_9.netcdf
6 | netherlands | h2_salt_cavern | hydrogen | 28208.5714 | results_plan_cluster_2017_2010_weights_1_9.netcdf
7 | netherlands | nuclear | power | 1650 | results_plan_cluster_2017_2010_weights_1_9.netcdf
8 | netherlands | offshore_wind | power | 28702.0116 | results_plan_cluster_2017_2010_weights_1_9.netcdf
9 | netherlands | onshore_wind | power | 16000 | results_plan_cluster_2017_2010_weights_1_9.netcdf
10 | netherlands | solar | power | 45693.2314 | results_plan_cluster_2017_2010_weights_1_9.netcdf
0 | netherlands | battery | power | 2350.9093 | results_plan_cluster_2017_2010_weights_9_1.netcdf
1 | netherlands | demand_power | power | 18950 | results_plan_cluster_2017_2010_weights_9_1.netcdf
2 | netherlands | electrolyser | hydrogen | 8045.5804 | results_plan_cluster_2017_2010_weights_9_1.netcdf
3 | netherlands | electrolyser | power | 12377.816 | results_plan_cluster_2017_2010_weights_9_1.netcdf
4 | netherlands | h2_elec_conversion | hydrogen | 28208.5714 | results_plan_cluster_2017_2010_weights_9_1.netcdf
5 | netherlands | h2_elec_conversion | power | 15796.8 | results_plan_cluster_2017_2010_weights_9_1.netcdf
6 | netherlands | h2_salt_cavern | hydrogen | 28208.5714 | results_plan_cluster_2017_2010_weights_9_1.netcdf
7 | netherlands | nuclear | power | 1650 | results_plan_cluster_2017_2010_weights_9_1.netcdf
8 | netherlands | offshore_wind | power | 28726.7196 | results_plan_cluster_2017_2010_weights_9_1.netcdf
9 | netherlands | onshore_wind | power | 16000 | results_plan_cluster_2017_2010_weights_9_1.netcdf
10 | netherlands | solar | power | 45733.5096 | results_plan_cluster_2017_2010_weights_9_1.netcdf
0 | netherlands | battery | power | 5113.7773 | results_plan_cluster_2017_2011_weights_1_9.netcdf
1 | netherlands | demand_power | power | 18548 | results_plan_cluster_2017_2011_weights_1_9.netcdf
2 | netherlands | electrolyser | hydrogen | 7812.9424 | results_plan_cluster_2017_2011_weights_1_9.netcdf
3 | netherlands | electrolyser | power | 12019.9113 | results_plan_cluster_2017_2011_weights_1_9.netcdf
4 | netherlands | h2_elec_conversion | hydrogen | 26489.1082 | results_plan_cluster_2017_2011_weights_1_9.netcdf
5 | netherlands | h2_elec_conversion | power | 14833.9006 | results_plan_cluster_2017_2011_weights_1_9.netcdf
6 | netherlands | h2_salt_cavern | hydrogen | 26489.1082 | results_plan_cluster_2017_2011_weights_1_9.netcdf
7 | netherlands | nuclear | power | 1650 | results_plan_cluster_2017_2011_weights_1_9.netcdf
8 | netherlands | offshore_wind | power | 25306.7106 | results_plan_cluster_2017_2011_weights_1_9.netcdf
9 | netherlands | onshore_wind | power | 16000 | results_plan_cluster_2017_2011_weights_1_9.netcdf
10 | netherlands | solar | power | 44672.1013 | results_plan_cluster_2017_2011_weights_1_9.netcdf
0 | netherlands | battery | power | 2566.5025 | results_plan_cluster_2017_2012_weights_1_9.netcdf
1 | netherlands | demand_power | power | 18797 | results_plan_cluster_2017_2012_weights_1_9.netcdf
2 | netherlands | electrolyser | hydrogen | 7907.5172 | results_plan_cluster_2017_2012_weights_1_9.netcdf
3 | netherlands | electrolyser | power | 12165.4111 | results_plan_cluster_2017_2012_weights_1_9.netcdf
4 | netherlands | h2_elec_conversion | hydrogen | 27221.7546 | results_plan_cluster_2017_2012_weights_1_9.netcdf
5 | netherlands | h2_elec_conversion | power | 15244.1826 | results_plan_cluster_2017_2012_weights_1_9.netcdf
6 | netherlands | h2_salt_cavern | hydrogen | 27221.7546 | results_plan_cluster_2017_2012_weights_1_9.netcdf
7 | netherlands | nuclear | power | 1650 | results_plan_cluster_2017_2012_weights_1_9.netcdf
8 | netherlands | offshore_wind | power | 26761.4515 | results_plan_cluster_2017_2012_weights_1_9.netcdf
9 | netherlands | onshore_wind | power | 16000 | results_plan_cluster_2017_2012_weights_1_9.netcdf
10 | netherlands | solar | power | 41679.6009 | results_plan_cluster_2017_2012_weights_1_9.netcdf
0 | netherlands | battery | power | 1804.84 | results_plan_cluster_2017_2013_weights_1_9.netcdf
1 | netherlands | demand_power | power | 18448 | results_plan_cluster_2017_2013_weights_1_9.netcdf
2 | netherlands | electrolyser | hydrogen | 7923.3077 | results_plan_cluster_2017_2013_weights_1_9.netcdf
3 | netherlands | electrolyser | power | 12189.7042 | results_plan_cluster_2017_2013_weights_1_9.netcdf
4 | netherlands | h2_elec_conversion | hydrogen | 27440.2101 | results_plan_cluster_2017_2013_weights_1_9.netcdf
5 | netherlands | h2_elec_conversion | power | 15366.5176 | results_plan_cluster_2017_2013_weights_1_9.netcdf
6 | netherlands | h2_salt_cavern | hydrogen | 27440.2101 | results_plan_cluster_2017_2013_weights_1_9.netcdf
7 | netherlands | nuclear | power | 1650 | results_plan_cluster_2017_2013_weights_1_9.netcdf
8 | netherlands | offshore_wind | power | 27523.7073 | results_plan_cluster_2017_2013_weights_1_9.netcdf
9 | netherlands | onshore_wind | power | 16000 | results_plan_cluster_2017_2013_weights_1_9.netcdf
10 | netherlands | solar | power | 40406.1758 | results_plan_cluster_2017_2013_weights_1_9.netcdf
0 | netherlands | battery | power | 4000.2086 | results_plan_cluster_2017_2014_weights_1_9.netcdf
1 | netherlands | demand_power | power | 18890 | results_plan_cluster_2017_2014_weights_1_9.netcdf
2 | netherlands | electrolyser | hydrogen | 7754.1032 | results_plan_cluster_2017_2014_weights_1_9.netcdf
3 | netherlands | electrolyser | power | 11929.3896 | results_plan_cluster_2017_2014_weights_1_9.netcdf
4 | netherlands | h2_elec_conversion | hydrogen | 26808.8911 | results_plan_cluster_2017_2014_weights_1_9.netcdf
5 | netherlands | h2_elec_conversion | power | 15012.979 | results_plan_cluster_2017_2014_weights_1_9.netcdf
6 | netherlands | h2_salt_cavern | hydrogen | 26808.8911 | results_plan_cluster_2017_2014_weights_1_9.netcdf
7 | netherlands | nuclear | power | 1650 | results_plan_cluster_2017_2014_weights_1_9.netcdf
8 | netherlands | offshore_wind | power | 26210.0904 | results_plan_cluster_2017_2014_weights_1_9.netcdf
9 | netherlands | onshore_wind | power | 16000 | results_plan_cluster_2017_2014_weights_1_9.netcdf
10 | netherlands | solar | power | 47432.7409 | results_plan_cluster_2017_2014_weights_1_9.netcdf
0 | netherlands | battery | power | 3429.5931 | results_plan_cluster_2017_2015_weights_1_9.netcdf
1 | netherlands | demand_power | power | 18439 | results_plan_cluster_2017_2015_weights_1_9.netcdf
2 | netherlands | electrolyser | hydrogen | 7978.6118 | results_plan_cluster_2017_2015_weights_1_9.netcdf
3 | netherlands | electrolyser | power | 12274.7874 | results_plan_cluster_2017_2015_weights_1_9.netcdf
4 | netherlands | h2_elec_conversion | hydrogen | 27119.5607 | results_plan_cluster_2017_2015_weights_1_9.netcdf
5 | netherlands | h2_elec_conversion | power | 15186.954 | results_plan_cluster_2017_2015_weights_1_9.netcdf
6 | netherlands | h2_salt_cavern | hydrogen | 27119.5607 | results_plan_cluster_2017_2015_weights_1_9.netcdf
7 | netherlands | nuclear | power | 1650 | results_plan_cluster_2017_2015_weights_1_9.netcdf
8 | netherlands | offshore_wind | power | 24557.5049 | results_plan_cluster_2017_2015_weights_1_9.netcdf
9 | netherlands | onshore_wind | power | 16000 | results_plan_cluster_2017_2015_weights_1_9.netcdf
10 | netherlands | solar | power | 44837.8618 | results_plan_cluster_2017_2015_weights_1_9.netcdf
0 | netherlands | battery | power | 4705.4369 | results_plan_cluster_2017_2016_weights_1_9.netcdf
1 | netherlands | demand_power | power | 18439 | results_plan_cluster_2017_2016_weights_1_9.netcdf
2 | netherlands | electrolyser | hydrogen | 7154.4574 | results_plan_cluster_2017_2016_weights_1_9.netcdf
3 | netherlands | electrolyser | power | 11006.8575 | results_plan_cluster_2017_2016_weights_1_9.netcdf
4 | netherlands | h2_elec_conversion | hydrogen | 26600.7648 | results_plan_cluster_2017_2016_weights_1_9.netcdf
5 | netherlands | h2_elec_conversion | power | 14896.4283 | results_plan_cluster_2017_2016_weights_1_9.netcdf
6 | netherlands | h2_salt_cavern | hydrogen | 26600.7648 | results_plan_cluster_2017_2016_weights_1_9.netcdf
7 | netherlands | nuclear | power | 1650 | results_plan_cluster_2017_2016_weights_1_9.netcdf
8 | netherlands | offshore_wind | power | 28627.9944 | results_plan_cluster_2017_2016_weights_1_9.netcdf
9 | netherlands | onshore_wind | power | 16000 | results_plan_cluster_2017_2016_weights_1_9.netcdf
10 | netherlands | solar | power | 46894.4841 | results_plan_cluster_2017_2016_weights_1_9.netcdf
0 | netherlands | battery | power | 5681.4422 | results_plan_cluster_2017_2018_weights_1_9.netcdf
1 | netherlands | demand_power | power | 18439 | results_plan_cluster_2017_2018_weights_1_9.netcdf
2 | netherlands | electrolyser | hydrogen | 7484.2906 | results_plan_cluster_2017_2018_weights_1_9.netcdf
3 | netherlands | electrolyser | power | 11514.2932 | results_plan_cluster_2017_2018_weights_1_9.netcdf
4 | netherlands | h2_elec_conversion | hydrogen | 26323.922 | results_plan_cluster_2017_2018_weights_1_9.netcdf
5 | netherlands | h2_elec_conversion | power | 14741.3963 | results_plan_cluster_2017_2018_weights_1_9.netcdf
6 | netherlands | h2_salt_cavern | hydrogen | 26323.922 | results_plan_cluster_2017_2018_weights_1_9.netcdf
7 | netherlands | nuclear | power | 1650 | results_plan_cluster_2017_2018_weights_1_9.netcdf
8 | netherlands | offshore_wind | power | 26003.6806 | results_plan_cluster_2017_2018_weights_1_9.netcdf
9 | netherlands | onshore_wind | power | 16000 | results_plan_cluster_2017_2018_weights_1_9.netcdf
10 | netherlands | solar | power | 42996.8955 | results_plan_cluster_2017_2018_weights_1_9.netcdf
0 | netherlands | battery | power | 3590.9034 | results_plan_cluster_2017_2019_weights_1_9.netcdf
1 | netherlands | demand_power | power | 18439 | results_plan_cluster_2017_2019_weights_1_9.netcdf
2 | netherlands | electrolyser | hydrogen | 7274.0021 | results_plan_cluster_2017_2019_weights_1_9.netcdf
3 | netherlands | electrolyser | power | 11190.7725 | results_plan_cluster_2017_2019_weights_1_9.netcdf
4 | netherlands | h2_elec_conversion | hydrogen | 26923.7532 | results_plan_cluster_2017_2019_weights_1_9.netcdf
5 | netherlands | h2_elec_conversion | power | 15077.3018 | results_plan_cluster_2017_2019_weights_1_9.netcdf
6 | netherlands | h2_salt_cavern | hydrogen | 26923.7532 | results_plan_cluster_2017_2019_weights_1_9.netcdf
7 | netherlands | nuclear | power | 1650 | results_plan_cluster_2017_2019_weights_1_9.netcdf
8 | netherlands | offshore_wind | power | 27970.3002 | results_plan_cluster_2017_2019_weights_1_9.netcdf
9 | netherlands | onshore_wind | power | 16000 | results_plan_cluster_2017_2019_weights_1_9.netcdf
10 | netherlands | solar | power | 38281.282 | results_plan_cluster_2017_2019_weights_1_9.netcdf
0 | netherlands | battery | power | 2351.3974 | results_plan_cluster_2018_2010_weights_1_9.netcdf
1 | netherlands | demand_power | power | 18950 | results_plan_cluster_2018_2010_weights_1_9.netcdf
2 | netherlands | electrolyser | hydrogen | 8052.2521 | results_plan_cluster_2018_2010_weights_1_9.netcdf
3 | netherlands | electrolyser | power | 12388.0802 | results_plan_cluster_2018_2010_weights_1_9.netcdf
4 | netherlands | h2_elec_conversion | hydrogen | 28208.5714 | results_plan_cluster_2018_2010_weights_1_9.netcdf
5 | netherlands | h2_elec_conversion | power | 15796.8 | results_plan_cluster_2018_2010_weights_1_9.netcdf
6 | netherlands | h2_salt_cavern | hydrogen | 28208.5714 | results_plan_cluster_2018_2010_weights_1_9.netcdf
7 | netherlands | nuclear | power | 1650 | results_plan_cluster_2018_2010_weights_1_9.netcdf
8 | netherlands | offshore_wind | power | 27148.5133 | results_plan_cluster_2018_2010_weights_1_9.netcdf
9 | netherlands | onshore_wind | power | 16000 | results_plan_cluster_2018_2010_weights_1_9.netcdf
10 | netherlands | solar | power | 45077.0715 | results_plan_cluster_2018_2010_weights_1_9.netcdf
0 | netherlands | battery | power | 2351.3981 | results_plan_cluster_2018_2010_weights_9_1.netcdf
1 | netherlands | demand_power | power | 18950 | results_plan_cluster_2018_2010_weights_9_1.netcdf
2 | netherlands | electrolyser | hydrogen | 8062.4476 | results_plan_cluster_2018_2010_weights_9_1.netcdf
3 | netherlands | electrolyser | power | 12403.7656 | results_plan_cluster_2018_2010_weights_9_1.netcdf
4 | netherlands | h2_elec_conversion | hydrogen | 28208.5714 | results_plan_cluster_2018_2010_weights_9_1.netcdf
5 | netherlands | h2_elec_conversion | power | 15796.8 | results_plan_cluster_2018_2010_weights_9_1.netcdf
6 | netherlands | h2_salt_cavern | hydrogen | 28208.5714 | results_plan_cluster_2018_2010_weights_9_1.netcdf
7 | netherlands | nuclear | power | 1650 | results_plan_cluster_2018_2010_weights_9_1.netcdf
8 | netherlands | offshore_wind | power | 27146.1377 | results_plan_cluster_2018_2010_weights_9_1.netcdf
9 | netherlands | onshore_wind | power | 16000 | results_plan_cluster_2018_2010_weights_9_1.netcdf
10 | netherlands | solar | power | 45021.4625 | results_plan_cluster_2018_2010_weights_9_1.netcdf
0 | netherlands | battery | power | 3753.5586 | results_plan_cluster_2018_2011_weights_1_9.netcdf
1 | netherlands | demand_power | power | 18548 | results_plan_cluster_2018_2011_weights_1_9.netcdf
2 | netherlands | electrolyser | hydrogen | 7177.2403 | results_plan_cluster_2018_2011_weights_1_9.netcdf
3 | netherlands | electrolyser | power | 11041.9082 | results_plan_cluster_2018_2011_weights_1_9.netcdf
4 | netherlands | h2_elec_conversion | hydrogen | 26739.3354 | results_plan_cluster_2018_2011_weights_1_9.netcdf
5 | netherlands | h2_elec_conversion | power | 14974.0278 | results_plan_cluster_2018_2011_weights_1_9.netcdf
6 | netherlands | h2_salt_cavern | hydrogen | 26739.3354 | results_plan_cluster_2018_2011_weights_1_9.netcdf
7 | netherlands | nuclear | power | 1650 | results_plan_cluster_2018_2011_weights_1_9.netcdf
8 | netherlands | offshore_wind | power | 26362.2763 | results_plan_cluster_2018_2011_weights_1_9.netcdf
9 | netherlands | onshore_wind | power | 16000 | results_plan_cluster_2018_2011_weights_1_9.netcdf
10 | netherlands | solar | power | 40842.6691 | results_plan_cluster_2018_2011_weights_1_9.netcdf
0 | netherlands | battery | power | 3292.9904 | results_plan_cluster_2018_2012_weights_1_9.netcdf
1 | netherlands | demand_power | power | 18797 | results_plan_cluster_2018_2012_weights_1_9.netcdf
2 | netherlands | electrolyser | hydrogen | 7447.6351 | results_plan_cluster_2018_2012_weights_1_9.netcdf
3 | netherlands | electrolyser | power | 11457.9002 | results_plan_cluster_2018_2012_weights_1_9.netcdf
4 | netherlands | h2_elec_conversion | hydrogen | 26941.9413 | results_plan_cluster_2018_2012_weights_1_9.netcdf
5 | netherlands | h2_elec_conversion | power | 15087.4871 | results_plan_cluster_2018_2012_weights_1_9.netcdf
6 | netherlands | h2_salt_cavern | hydrogen | 26941.9413 | results_plan_cluster_2018_2012_weights_1_9.netcdf
7 | netherlands | nuclear | power | 1650 | results_plan_cluster_2018_2012_weights_1_9.netcdf
8 | netherlands | offshore_wind | power | 25128.2011 | results_plan_cluster_2018_2012_weights_1_9.netcdf
9 | netherlands | onshore_wind | power | 16000 | results_plan_cluster_2018_2012_weights_1_9.netcdf
10 | netherlands | solar | power | 44408.256 | results_plan_cluster_2018_2012_weights_1_9.netcdf
0 | netherlands | battery | power | 2781.9321 | results_plan_cluster_2018_2013_weights_1_9.netcdf
1 | netherlands | demand_power | power | 18448 | results_plan_cluster_2018_2013_weights_1_9.netcdf
2 | netherlands | electrolyser | hydrogen | 7269.2363 | results_plan_cluster_2018_2013_weights_1_9.netcdf
3 | netherlands | electrolyser | power | 11183.4405 | results_plan_cluster_2018_2013_weights_1_9.netcdf
4 | netherlands | h2_elec_conversion | hydrogen | 26373.7924 | results_plan_cluster_2018_2013_weights_1_9.netcdf
5 | netherlands | h2_elec_conversion | power | 14769.3237 | results_plan_cluster_2018_2013_weights_1_9.netcdf
6 | netherlands | h2_salt_cavern | hydrogen | 26373.7924 | results_plan_cluster_2018_2013_weights_1_9.netcdf
7 | netherlands | nuclear | power | 1650 | results_plan_cluster_2018_2013_weights_1_9.netcdf
8 | netherlands | offshore_wind | power | 26277.7808 | results_plan_cluster_2018_2013_weights_1_9.netcdf
9 | netherlands | onshore_wind | power | 16000 | results_plan_cluster_2018_2013_weights_1_9.netcdf
10 | netherlands | solar | power | 41076.1904 | results_plan_cluster_2018_2013_weights_1_9.netcdf
0 | netherlands | battery | power | 4881.1218 | results_plan_cluster_2018_2014_weights_1_9.netcdf
1 | netherlands | demand_power | power | 18890 | results_plan_cluster_2018_2014_weights_1_9.netcdf
2 | netherlands | electrolyser | hydrogen | 8358.7542 | results_plan_cluster_2018_2014_weights_1_9.netcdf
3 | netherlands | electrolyser | power | 12859.6219 | results_plan_cluster_2018_2014_weights_1_9.netcdf
4 | netherlands | h2_elec_conversion | hydrogen | 26650.6503 | results_plan_cluster_2018_2014_weights_1_9.netcdf
5 | netherlands | h2_elec_conversion | power | 14924.3641 | results_plan_cluster_2018_2014_weights_1_9.netcdf
6 | netherlands | h2_salt_cavern | hydrogen | 26650.6503 | results_plan_cluster_2018_2014_weights_1_9.netcdf
7 | netherlands | nuclear | power | 1650 | results_plan_cluster_2018_2014_weights_1_9.netcdf
8 | netherlands | offshore_wind | power | 21879.9902 | results_plan_cluster_2018_2014_weights_1_9.netcdf
9 | netherlands | onshore_wind | power | 16000 | results_plan_cluster_2018_2014_weights_1_9.netcdf
10 | netherlands | solar | power | 54395.1291 | results_plan_cluster_2018_2014_weights_1_9.netcdf
0 | netherlands | battery | power | 3429.7508 | results_plan_cluster_2018_2015_weights_1_9.netcdf
1 | netherlands | demand_power | power | 18063 | results_plan_cluster_2018_2015_weights_1_9.netcdf
2 | netherlands | electrolyser | hydrogen | 7475.7039 | results_plan_cluster_2018_2015_weights_1_9.netcdf
3 | netherlands | electrolyser | power | 11501.083 | results_plan_cluster_2018_2015_weights_1_9.netcdf
4 | netherlands | h2_elec_conversion | hydrogen | 27119.4797 | results_plan_cluster_2018_2015_weights_1_9.netcdf
5 | netherlands | h2_elec_conversion | power | 15186.9087 | results_plan_cluster_2018_2015_weights_1_9.netcdf
6 | netherlands | h2_salt_cavern | hydrogen | 27119.4797 | results_plan_cluster_2018_2015_weights_1_9.netcdf
7 | netherlands | nuclear | power | 1650 | results_plan_cluster_2018_2015_weights_1_9.netcdf
8 | netherlands | offshore_wind | power | 24614.1787 | results_plan_cluster_2018_2015_weights_1_9.netcdf
9 | netherlands | onshore_wind | power | 16000 | results_plan_cluster_2018_2015_weights_1_9.netcdf
10 | netherlands | solar | power | 41519.2768 | results_plan_cluster_2018_2015_weights_1_9.netcdf
0 | netherlands | battery | power | 3841.4328 | results_plan_cluster_2018_2016_weights_1_9.netcdf
1 | netherlands | demand_power | power | 18192 | results_plan_cluster_2018_2016_weights_1_9.netcdf
2 | netherlands | electrolyser | hydrogen | 7432.6112 | results_plan_cluster_2018_2016_weights_1_9.netcdf
3 | netherlands | electrolyser | power | 11434.7864 | results_plan_cluster_2018_2016_weights_1_9.netcdf
4 | netherlands | h2_elec_conversion | hydrogen | 26765.7755 | results_plan_cluster_2018_2016_weights_1_9.netcdf
5 | netherlands | h2_elec_conversion | power | 14988.8343 | results_plan_cluster_2018_2016_weights_1_9.netcdf
6 | netherlands | h2_salt_cavern | hydrogen | 26765.7755 | results_plan_cluster_2018_2016_weights_1_9.netcdf
7 | netherlands | nuclear | power | 1650 | results_plan_cluster_2018_2016_weights_1_9.netcdf
8 | netherlands | offshore_wind | power | 25784.7432 | results_plan_cluster_2018_2016_weights_1_9.netcdf
9 | netherlands | onshore_wind | power | 16000 | results_plan_cluster_2018_2016_weights_1_9.netcdf
10 | netherlands | solar | power | 49005.0452 | results_plan_cluster_2018_2016_weights_1_9.netcdf
0 | netherlands | battery | power | 5681.4398 | results_plan_cluster_2018_2017_weights_1_9.netcdf
1 | netherlands | demand_power | power | 18439 | results_plan_cluster_2018_2017_weights_1_9.netcdf
2 | netherlands | electrolyser | hydrogen | 7475.8197 | results_plan_cluster_2018_2017_weights_1_9.netcdf
3 | netherlands | electrolyser | power | 11501.2611 | results_plan_cluster_2018_2017_weights_1_9.netcdf
4 | netherlands | h2_elec_conversion | hydrogen | 26323.9085 | results_plan_cluster_2018_2017_weights_1_9.netcdf
5 | netherlands | h2_elec_conversion | power | 14741.3887 | results_plan_cluster_2018_2017_weights_1_9.netcdf
6 | netherlands | h2_salt_cavern | hydrogen | 26323.9085 | results_plan_cluster_2018_2017_weights_1_9.netcdf
7 | netherlands | nuclear | power | 1650 | results_plan_cluster_2018_2017_weights_1_9.netcdf
8 | netherlands | offshore_wind | power | 26011.2653 | results_plan_cluster_2018_2017_weights_1_9.netcdf
9 | netherlands | onshore_wind | power | 16000 | results_plan_cluster_2018_2017_weights_1_9.netcdf
10 | netherlands | solar | power | 43029.018 | results_plan_cluster_2018_2017_weights_1_9.netcdf
0 | netherlands | battery | power | 3565.302 | results_plan_cluster_2018_2019_weights_1_9.netcdf
1 | netherlands | demand_power | power | 18063 | results_plan_cluster_2018_2019_weights_1_9.netcdf
2 | netherlands | electrolyser | hydrogen | 7199.9044 | results_plan_cluster_2018_2019_weights_1_9.netcdf
3 | netherlands | electrolyser | power | 11076.776 | results_plan_cluster_2018_2019_weights_1_9.netcdf
4 | netherlands | h2_elec_conversion | hydrogen | 26587.6233 | results_plan_cluster_2018_2019_weights_1_9.netcdf
5 | netherlands | h2_elec_conversion | power | 14889.0691 | results_plan_cluster_2018_2019_weights_1_9.netcdf
6 | netherlands | h2_salt_cavern | hydrogen | 26587.6233 | results_plan_cluster_2018_2019_weights_1_9.netcdf
7 | netherlands | nuclear | power | 1650 | results_plan_cluster_2018_2019_weights_1_9.netcdf
8 | netherlands | offshore_wind | power | 26645.519 | results_plan_cluster_2018_2019_weights_1_9.netcdf
9 | netherlands | onshore_wind | power | 16000 | results_plan_cluster_2018_2019_weights_1_9.netcdf
10 | netherlands | solar | power | 38880.6986 | results_plan_cluster_2018_2019_weights_1_9.netcdf
0 | netherlands | battery | power | 2350.8348 | results_plan_cluster_2019_2010_weights_1_9.netcdf
1 | netherlands | demand_power | power | 18950 | results_plan_cluster_2019_2010_weights_1_9.netcdf
2 | netherlands | electrolyser | hydrogen | 7974.034 | results_plan_cluster_2019_2010_weights_1_9.netcdf
3 | netherlands | electrolyser | power | 12267.7446 | results_plan_cluster_2019_2010_weights_1_9.netcdf
4 | netherlands | h2_elec_conversion | hydrogen | 28208.5714 | results_plan_cluster_2019_2010_weights_1_9.netcdf
5 | netherlands | h2_elec_conversion | power | 15796.8 | results_plan_cluster_2019_2010_weights_1_9.netcdf
6 | netherlands | h2_salt_cavern | hydrogen | 28208.5714 | results_plan_cluster_2019_2010_weights_1_9.netcdf
7 | netherlands | nuclear | power | 1650 | results_plan_cluster_2019_2010_weights_1_9.netcdf
8 | netherlands | offshore_wind | power | 28967.4989 | results_plan_cluster_2019_2010_weights_1_9.netcdf
9 | netherlands | onshore_wind | power | 16000 | results_plan_cluster_2019_2010_weights_1_9.netcdf
10 | netherlands | solar | power | 40950.6467 | results_plan_cluster_2019_2010_weights_1_9.netcdf
0 | netherlands | battery | power | 2350.8403 | results_plan_cluster_2019_2010_weights_9_1.netcdf
1 | netherlands | demand_power | power | 18950 | results_plan_cluster_2019_2010_weights_9_1.netcdf
2 | netherlands | electrolyser | hydrogen | 7986.8956 | results_plan_cluster_2019_2010_weights_9_1.netcdf
3 | netherlands | electrolyser | power | 12287.5318 | results_plan_cluster_2019_2010_weights_9_1.netcdf
4 | netherlands | h2_elec_conversion | hydrogen | 28208.5714 | results_plan_cluster_2019_2010_weights_9_1.netcdf
5 | netherlands | h2_elec_conversion | power | 15796.8 | results_plan_cluster_2019_2010_weights_9_1.netcdf
6 | netherlands | h2_salt_cavern | hydrogen | 28208.5714 | results_plan_cluster_2019_2010_weights_9_1.netcdf
7 | netherlands | nuclear | power | 1650 | results_plan_cluster_2019_2010_weights_9_1.netcdf
8 | netherlands | offshore_wind | power | 28949.6734 | results_plan_cluster_2019_2010_weights_9_1.netcdf
9 | netherlands | onshore_wind | power | 16000 | results_plan_cluster_2019_2010_weights_9_1.netcdf
10 | netherlands | solar | power | 40937.1111 | results_plan_cluster_2019_2010_weights_9_1.netcdf
0 | netherlands | battery | power | 3055.3043 | results_plan_cluster_2019_2011_weights_1_9.netcdf
1 | netherlands | demand_power | power | 18548 | results_plan_cluster_2019_2011_weights_1_9.netcdf
2 | netherlands | electrolyser | hydrogen | 6905.6709 | results_plan_cluster_2019_2011_weights_1_9.netcdf
3 | netherlands | electrolyser | power | 10624.1091 | results_plan_cluster_2019_2011_weights_1_9.netcdf
4 | netherlands | h2_elec_conversion | hydrogen | 26925.0008 | results_plan_cluster_2019_2011_weights_1_9.netcdf
5 | netherlands | h2_elec_conversion | power | 15078.0004 | results_plan_cluster_2019_2011_weights_1_9.netcdf
6 | netherlands | h2_salt_cavern | hydrogen | 26925.0008 | results_plan_cluster_2019_2011_weights_1_9.netcdf
7 | netherlands | nuclear | power | 1650 | results_plan_cluster_2019_2011_weights_1_9.netcdf
8 | netherlands | offshore_wind | power | 27939.5954 | results_plan_cluster_2019_2011_weights_1_9.netcdf
9 | netherlands | onshore_wind | power | 16000 | results_plan_cluster_2019_2011_weights_1_9.netcdf
10 | netherlands | solar | power | 37113.1551 | results_plan_cluster_2019_2011_weights_1_9.netcdf
0 | netherlands | battery | power | 2241.6199 | results_plan_cluster_2019_2012_weights_1_9.netcdf
1 | netherlands | demand_power | power | 18797 | results_plan_cluster_2019_2012_weights_1_9.netcdf
2 | netherlands | electrolyser | hydrogen | 7149.4297 | results_plan_cluster_2019_2012_weights_1_9.netcdf
3 | netherlands | electrolyser | power | 10999.1226 | results_plan_cluster_2019_2012_weights_1_9.netcdf
4 | netherlands | h2_elec_conversion | hydrogen | 27195.0171 | results_plan_cluster_2019_2012_weights_1_9.netcdf
5 | netherlands | h2_elec_conversion | power | 15229.2096 | results_plan_cluster_2019_2012_weights_1_9.netcdf
6 | netherlands | h2_salt_cavern | hydrogen | 27195.0171 | results_plan_cluster_2019_2012_weights_1_9.netcdf
7 | netherlands | nuclear | power | 1650 | results_plan_cluster_2019_2012_weights_1_9.netcdf
8 | netherlands | offshore_wind | power | 27818.5914 | results_plan_cluster_2019_2012_weights_1_9.netcdf
9 | netherlands | onshore_wind | power | 16000 | results_plan_cluster_2019_2012_weights_1_9.netcdf
10 | netherlands | solar | power | 36925.4496 | results_plan_cluster_2019_2012_weights_1_9.netcdf
0 | netherlands | battery | power | 3092.5589 | results_plan_cluster_2019_2013_weights_1_9.netcdf
1 | netherlands | demand_power | power | 18448 | results_plan_cluster_2019_2013_weights_1_9.netcdf
2 | netherlands | electrolyser | hydrogen | 7042.2648 | results_plan_cluster_2019_2013_weights_1_9.netcdf
3 | netherlands | electrolyser | power | 10834.2535 | results_plan_cluster_2019_2013_weights_1_9.netcdf
4 | netherlands | h2_elec_conversion | hydrogen | 26694.764 | results_plan_cluster_2019_2013_weights_1_9.netcdf
5 | netherlands | h2_elec_conversion | power | 14949.0678 | results_plan_cluster_2019_2013_weights_1_9.netcdf
6 | netherlands | h2_salt_cavern | hydrogen | 26694.764 | results_plan_cluster_2019_2013_weights_1_9.netcdf
7 | netherlands | nuclear | power | 1650 | results_plan_cluster_2019_2013_weights_1_9.netcdf
8 | netherlands | offshore_wind | power | 27831.6583 | results_plan_cluster_2019_2013_weights_1_9.netcdf
9 | netherlands | onshore_wind | power | 16000 | results_plan_cluster_2019_2013_weights_1_9.netcdf
10 | netherlands | solar | power | 37061.6213 | results_plan_cluster_2019_2013_weights_1_9.netcdf
0 | netherlands | battery | power | 4923.6517 | results_plan_cluster_2019_2014_weights_1_9.netcdf
1 | netherlands | demand_power | power | 18890 | results_plan_cluster_2019_2014_weights_1_9.netcdf
2 | netherlands | electrolyser | hydrogen | 8310.7844 | results_plan_cluster_2019_2014_weights_1_9.netcdf
3 | netherlands | electrolyser | power | 12785.8221 | results_plan_cluster_2019_2014_weights_1_9.netcdf
4 | netherlands | h2_elec_conversion | hydrogen | 26641.7361 | results_plan_cluster_2019_2014_weights_1_9.netcdf
5 | netherlands | h2_elec_conversion | power | 14919.3722 | results_plan_cluster_2019_2014_weights_1_9.netcdf
6 | netherlands | h2_salt_cavern | hydrogen | 26641.7361 | results_plan_cluster_2019_2014_weights_1_9.netcdf
7 | netherlands | nuclear | power | 1650 | results_plan_cluster_2019_2014_weights_1_9.netcdf
8 | netherlands | offshore_wind | power | 22219.5753 | results_plan_cluster_2019_2014_weights_1_9.netcdf
9 | netherlands | onshore_wind | power | 16000 | results_plan_cluster_2019_2014_weights_1_9.netcdf
10 | netherlands | solar | power | 53716.895 | results_plan_cluster_2019_2014_weights_1_9.netcdf
0 | netherlands | battery | power | 1469.4249 | results_plan_cluster_2019_2015_weights_1_9.netcdf
1 | netherlands | demand_power | power | 18020 | results_plan_cluster_2019_2015_weights_1_9.netcdf
2 | netherlands | electrolyser | hydrogen | 7126.6521 | results_plan_cluster_2019_2015_weights_1_9.netcdf
3 | netherlands | electrolyser | power | 10964.0802 | results_plan_cluster_2019_2015_weights_1_9.netcdf
4 | netherlands | h2_elec_conversion | hydrogen | 27683.9453 | results_plan_cluster_2019_2015_weights_1_9.netcdf
5 | netherlands | h2_elec_conversion | power | 15503.0094 | results_plan_cluster_2019_2015_weights_1_9.netcdf
6 | netherlands | h2_salt_cavern | hydrogen | 27683.9453 | results_plan_cluster_2019_2015_weights_1_9.netcdf
7 | netherlands | nuclear | power | 1650 | results_plan_cluster_2019_2015_weights_1_9.netcdf
8 | netherlands | offshore_wind | power | 26953.1485 | results_plan_cluster_2019_2015_weights_1_9.netcdf
9 | netherlands | onshore_wind | power | 16000 | results_plan_cluster_2019_2015_weights_1_9.netcdf
10 | netherlands | solar | power | 35044.7934 | results_plan_cluster_2019_2015_weights_1_9.netcdf
0 | netherlands | battery | power | 3657.3976 | results_plan_cluster_2019_2016_weights_1_9.netcdf
1 | netherlands | demand_power | power | 18192 | results_plan_cluster_2019_2016_weights_1_9.netcdf
2 | netherlands | electrolyser | hydrogen | 7421.8633 | results_plan_cluster_2019_2016_weights_1_9.netcdf
3 | netherlands | electrolyser | power | 11418.2513 | results_plan_cluster_2019_2016_weights_1_9.netcdf
4 | netherlands | h2_elec_conversion | hydrogen | 26812.2599 | results_plan_cluster_2019_2016_weights_1_9.netcdf
5 | netherlands | h2_elec_conversion | power | 15014.8655 | results_plan_cluster_2019_2016_weights_1_9.netcdf
6 | netherlands | h2_salt_cavern | hydrogen | 26812.2599 | results_plan_cluster_2019_2016_weights_1_9.netcdf
7 | netherlands | nuclear | power | 1650 | results_plan_cluster_2019_2016_weights_1_9.netcdf
8 | netherlands | offshore_wind | power | 27973.6315 | results_plan_cluster_2019_2016_weights_1_9.netcdf
9 | netherlands | onshore_wind | power | 16000 | results_plan_cluster_2019_2016_weights_1_9.netcdf
10 | netherlands | solar | power | 44557.0605 | results_plan_cluster_2019_2016_weights_1_9.netcdf
0 | netherlands | battery | power | 3520.7791 | results_plan_cluster_2019_2017_weights_1_9.netcdf
1 | netherlands | demand_power | power | 18439 | results_plan_cluster_2019_2017_weights_1_9.netcdf
2 | netherlands | electrolyser | hydrogen | 7271.3402 | results_plan_cluster_2019_2017_weights_1_9.netcdf
3 | netherlands | electrolyser | power | 11186.6772 | results_plan_cluster_2019_2017_weights_1_9.netcdf
4 | netherlands | h2_elec_conversion | hydrogen | 26943.9756 | results_plan_cluster_2019_2017_weights_1_9.netcdf
5 | netherlands | h2_elec_conversion | power | 15088.6263 | results_plan_cluster_2019_2017_weights_1_9.netcdf
6 | netherlands | h2_salt_cavern | hydrogen | 26943.9756 | results_plan_cluster_2019_2017_weights_1_9.netcdf
7 | netherlands | nuclear | power | 1650 | results_plan_cluster_2019_2017_weights_1_9.netcdf
8 | netherlands | offshore_wind | power | 27981.9291 | results_plan_cluster_2019_2017_weights_1_9.netcdf
9 | netherlands | onshore_wind | power | 16000 | results_plan_cluster_2019_2017_weights_1_9.netcdf
10 | netherlands | solar | power | 38287.4993 | results_plan_cluster_2019_2017_weights_1_9.netcdf
0 | netherlands | battery | power | 3546.276 | results_plan_cluster_2019_2018_weights_1_9.netcdf
1 | netherlands | demand_power | power | 18063 | results_plan_cluster_2019_2018_weights_1_9.netcdf
2 | netherlands | electrolyser | hydrogen | 7181.9435 | results_plan_cluster_2019_2018_weights_1_9.netcdf
3 | netherlands | electrolyser | power | 11049.1438 | results_plan_cluster_2019_2018_weights_1_9.netcdf
4 | netherlands | h2_elec_conversion | hydrogen | 26591.4475 | results_plan_cluster_2019_2018_weights_1_9.netcdf
5 | netherlands | h2_elec_conversion | power | 14891.2106 | results_plan_cluster_2019_2018_weights_1_9.netcdf
6 | netherlands | h2_salt_cavern | hydrogen | 26591.4475 | results_plan_cluster_2019_2018_weights_1_9.netcdf
7 | netherlands | nuclear | power | 1650 | results_plan_cluster_2019_2018_weights_1_9.netcdf
8 | netherlands | offshore_wind | power | 26712.9806 | results_plan_cluster_2019_2018_weights_1_9.netcdf
9 | netherlands | onshore_wind | power | 16000 | results_plan_cluster_2019_2018_weights_1_9.netcdf
10 | netherlands | solar | power | 38751.9803 | results_plan_cluster_2019_2018_weights_1_9.netcdf